## INVENTARIO
CASA COMERCIAL | UBICACION | REFERENCIA | DESCRIPCION | TRADUCCION | ANALIZADOR | CANTIDAD | IMAGEN
ALIFAX | ESQUINA HAB. | SI190321 | AF Drawer For Reading Unit (Comp) for OS Windows | Cajón AF para unidad de lectura (Comp) para OS Windows |  | 4 | https://drive.google.com/file/d/1S0IDSKAvFxDN0rDQVZRIoyEDbueGT-_O/view?usp=sharing
ALIFAX | ESQUINA HAB. | SI190W308 | AF Display Lcd-Tft 10.4'' With Resistive Touch Screen for Windows Instruments |  |  | 2
ALIFAX | G05 | SI195086 | AF Mains Inlet Group - Complete With Fuse And Discharge Varistors |  |  | 1
ALIFAX | G05 | SI105223 | AF USB Board |  |  | 1
ALIFAX | G05 | SI195318 | AF Latches reinforcement Kit for TEST1 with direct insertion ( 4 pcs per kit ) |  |  | 20
ALIFAX | G05 | SI105408 | AF LCD cables kit For Instruments Without Embedded PC |  |  | 1
ALIFAX | G05 | SI190042 | AF Main Switch Uro-Quick For HB&L Instruments till SN UQ4377W & UQ4203WL |  |  | 4
ALIFAX | G05 / STAND P3 | SI190323 | AF 12 Pins Cable Power Supply for Drawer 1 & 2 |  |  | 21
ALIFAX | G06 | SI190027 | AF 26 Pins Long Cable Pwsup From HB&L sn UQ4183W to UQ4377W and HB&L Light sn UQ4034WL to UQ4203WL |  |  | 27
ALIFAX | G06 | SI195038 | AF Heating Mosfets - Cabled Up To Test1 SN T15999 |  |  | 1
ALIFAX | G07 | SI195F09 | AF Rack Sensor And Home Sensor Boards from sn 001 to 1154 or for instruments without SI195701 kit |  |  | 1
ALIFAX | G07 | SI195036 | AF Pump Head Complete (Without SI195014) |  |  | 1
ALIFAX | G07 | SI102097 | AF Roller20 (R20-LC) Rotor Thoothed Belt |  |  | 5
ALIFAX | G07 | SI195077-N | AF NEEDLE REPLACEMENT KIT |  |  | 38
ALIFAX | G07 | SI195077 | AF Metal Screw Needle Complete Of Plastic Replacing Tool And Cleaning Wire (Spicillum) |  |  | 0
ALIFAX | G07 | SI102095 | AF CARRIAGE TOOTHED |  |  | 6
ALIFAX | G07 | SI190007 | AF Drawer Sensor Board |  |  | 9
ALIFAX | G08 | SI195069 | AF Pump Tubing with Click'n Seal connectors 1 pcs. / box for needle SI195077 |  |  | 34
ALIFAX | STAND P3 | 506 | AF TUBERIA PHARMED DE PARED 1/32 |  |  | 128
ALIFAX | G08 | SI195039 | AF Thermal Fuse - Cabled Up To Test1 SN T15999 |  |  | 5
ALIFAX | G08 | SI195067 | AF Syringe to CPS tubing with Click'n Seal connectors 1 pcs. / box for needle SI195077, Valid Up To Test1 SN T15999 |  |  | 9
ALIFAX | G08 | SI102074 | AF Power Supply Cable Pwr1 |  |  | 7
ALIFAX | G08 | SI102075 | AF Power Supply Cable Pwr2 |  |  | 7
ALIFAX | G09 | SI105215 | AF Needle Tube |  |  | 2
ALIFAX | G09 | SI195073 | AF Analogical Flat Cable Up To Test1 SN T15999 |  |  | 1
ALIFAX | G09 | SI105201 | AF Withdrawal Metal Needle For Alfred60 with liquid level sensor |  |  | 1
ALIFAX | G09 | SI190418 | AF Stylus Touch Screen ( 9 pcs ) |  |  | 8
ALIFAX | G09 | SI102066 | AF Complete tubing kit with Click'n Seal connectors 1 pcs. / box for needle SI195077 - Replace SI102065 - |  |  | 3
ALIFAX | G09 | SI102067 | AF Syringe to CPS tubing with Click'n Seal connectors 1 pcs. / box for needle SI195077 - Replace SI102062 - |  |  | 9
ALIFAX | G09 | SI195129 | AF Carriage Toothed Belt (1pcs) For Instruments With Automatic Washing System From TEST1 SN T16000 |  |  | 2
ALIFAX | G09 | SI190034 | AF Temperature Sensor Assembly |  |  | 3
ALIFAX | G09 | SI102027 | AF Temperature Sensor Assembly |  |  | 2
ALIFAX | G09 | SI195028 | AF Front Door Sensor - Cabled |  |  | 2
ALIFAX | G10 | SI199011 | AF Serial Board Assembly |  |  | 1
ALIFAX | G10 | SI195148 | AF CPS-MC Module Complete And Pre-Calibrated |  |  | 0
ALIFAX | G10 | SI195004 | AF Voltage Booster for TEST1 Aumenta la tensione dei motori se la tensione di rete Š minore di 220Vac / Enhances the motors voltage if the mains is less then 220Vac |  |  | 1
ALIFAX | G10 | SI195046 | AF Rack Sensor And Rotor Home Sensor Boards (For Instruments With Access Syringe Door Sensor) from sn 1155 to xxx or for instruments with SI195701 kit |  |  | 1
ALIFAX | G10 | SI190055 | AF Stirring Motor Group ( With Controller Board And Two Stirring Motors With Magnet) Up to HB&L sn UQ4183W and HB&L Light sn UQ4034WL |  |  | 3
ALIFAX | G10 | SI195754 | AF Plastic Piston complete without Rotating Top and Spring For instrument from SN T12138 or with New Plastic Piston Kit (SI195750) installed |  |  | 3
ALIFAX | G11 | SI195980 | AF KIT UPGRADE TEST 1 |  |  | 2
ALIFAX | STAND P3 | SI195035 | AF Pump Geared Motor - Cabled Up to SN T15999 |  |  | 1
ALIFAX | G04 | SI195P18 | AF Printer Assembly Custom Plus Rev.2 for instruments without SI195042 kit. (Printer Custom Plus ) |  |  | 0
ALIFAX | G04 | SI195043 | AF Keyboard Membrane for instruments with SI195042 kit |  |  | 1
ALIFAX | G04 | SI195327 | AF Drawer Slider Guides for Test1 with Direct Insertion kit |  |  | 1
ALIFAX | H01 | SI190406 | AF Connector Board From Alfred60 sn A60044W to A60304 & HB&L sn UQ4183W to UQ4377W and HB&L Light sn UQ4034WL to UQ4203WL |  |  | 1
ALIFAX | H01 | SI195019 | AF KEYBOARD MEMBRANE |  |  | 1
ALIFAX | H01 | SI195027 | AF Temperature Sensor Assembly Up To Test1 SN T15999 |  |  | 3
ALIFAX | H01 | SI195013 | AF Carriage Sensors Board with one opto sensor, one tubes sensor and extra-Flex flat cable |  |  | 1
ALIFAX | H01 | SI205091 | AF Display Membrane For Roller10PN/20PN and 20MC |  |  | 1
ALIFAX | H02 | SI195005 | AF Power Supply Board |  |  | 3
ALIFAX | H03 | SI105211 | AF New Model Liquid Level Sensor Board For Needle With Flat Cable |  |  | 1
ALIFAX | H03 | SI102013 | AF Carriage Sensors Board |  |  | 1
ALIFAX | H03 | SI195007 | AF Thermostat Power Supply Board Up To Test1 SN T15999 |  |  | 1
ALIFAX | H03 | SI195011 | AF Serial Board Assembly |  |  | 1
ALIFAX | H03 | SI195003 | AF Thermostat Board Up To Test1 SN T15999 |  |  | 2
ALIFAX | H03 | SI205027 | AF Syringe Geared Motor Cabled Syringe Geared motor, cabled |  |  | 1
ALIFAX | H03 | SI205089 | AF Dual CPS Controller Board From R20 PN sn 092 to sn xxx |  |  | 1
ALIFAX | H04 | SI205100 | AF New Smart Card Reader For Instruments With SN From R201484, R20607MC & R10129MC/R Or With SI205980 Or SI1102980 Kit Installed |  |  | 1
ALIFAX | H04 | SI205064 | AF Carriage position sensors Board |  |  | 5
ALIFAX | STAND P3 | SI190002 | AF Thermostat Board |  |  | 2
ALIFAX | H04 | SI205061 | AF Carriage stepper Motor |  |  | 1
ALIFAX | H04 | SI205026 | AF Syringe Group Sensor Board for all R20-PN and R10-PN with Sn R10XXX |  |  | 3
ALIFAX | H04/STAND P3 | SI205101 | AF Washing Cell Group For SI R20-PN Instruments And TEST1 Instruments With Automatic Washing System From SN T16000 |  |  | 6
ALIFAX | H05 | SI205066 | AF Cps Module - Complete of Preamplifier and Thermostat Boards (without tubing kit) |  |  | 2
ALIFAX | H05 | SI205033 | AF Pump Geared Motor, complete |  |  | 1
ALIFAX | H05 | SI205062 | AF External tip Motor For R20.PN & R10-PN Sn R10XXXPN |  |  | 1
ALIFAX | H05 | SI205047 | AF Communication Board |  |  | 1
ALIFAX | H05 | SI11020103 | AF CPS-MC Module - Complete And Pre-Calibrated |  |  | 1
ALIFAX | H06 | SI205079 | AF External withdrawal tubing kit for double CPS Roller20-PN From R20 PN sn 092 to sn xxx |  |  | 8
ALIFAX | H06 | SI205078 | AF Internal withdrawal tubing kit for double CPS Roller20-PN From R20 PN sn 092 to sn xxx |  |  | 5
ALIFAX | H06 | SI205077 | AF Complete tubing kit for external withdrawal for double CPS Roller20-PN From R20 PN sn 092 to sn xxx |  |  | 2
ALIFAX | H06 | SI205076 | AF Complete tubing kit for internal withdrawal for double CPS Roller20-PN From R20 PN sn 092 to sn xxx |  |  | 1
ALIFAX | H06 | SI205070 | AF INTERNAL WITHDRAWAL TO VALVE TUBING C |  |  | 2
ALIFAX | H06 | SI205069 | AF KIT TUBING COMPLETE |  |  | 3
ALIFAX | H07 | SI205057 | AF Tubing kit for washing cell for R20-PN ( 1 pcs ) |  |  | 13
ALIFAX | H07 | SI190408 | AF Connection Cable For Os Windows From Alfred60 sn 044W to xxx & HB&L sn.088W to xxx |  |  | 1
ALIFAX | H07 | SI195134 | AF Waste Tubing With Click'n Seal Connectors For Instruments With Automatic Washing System (1 pcs) (1pcs) For Instruments With Automatic Washing System From TEST1 SN T16000 |  |  | 5
ALIFAX | H07 | SI195132 | AF Complete Tubing Kit With Click'n Seal Connectors For Instruments With Automatic Washing System (1pcs) (1pcs) For Instruments With Automatic Washing System From TEST1 SN T16000 |  |  | 6
ALIFAX | H07 | SI195068 | AF Waste tubing with Click'n Seal connectors 1 pcs. / box for needle SI195077, Valid Up To Test1 SN T15999 |  |  | 4
ALIFAX | H07 | SI195066 | AF Complete tubing kit with Click'n Seal connectors 1 pcs. / box for needle SI195077, Valid Up To Test1 SN T15999 |  |  | 4
ALIFAX | G03 | SI190039 | AF O-R Kit For Vials Retaining |  |  | 3
ALIFAX | G03 | SI105123 | AF BACK COLLECTOR BOARD FOR ALFRED 60 |  |  | 1
ALIFAX | G03 | SI105426 | AF Industrial PC Managing Board Alfred60 instruments Starting From SN A60305W, HB&L Instruments Starting From SN UQ4378W & UQ4204WL |  |  | 1
ALIFAX | G01 | SI190409 | AF SMART CAR READER (OS WINDOWS) |  |  | 1
ALIFAX | G01 | SI190031 | AF Motor Stepper ( Reading Head ) |  |  | 0
ALIFAX | G01 | SI190404 | AF Power Supply For Internal Pc ( Os Windows ) From Alfred60 sn A60044W to A60084W , HB&L sn.UQ4088W to UQ4xxxW , HB&L Light UQ4001WL to UQ4xxxWL |  |  | 2
ALIFAX | G01/G04 | SI190056 | AF Power Supply Board With Switching Board For Stirring Motors For HB&L Instruments till SN UQ4377W & UQ4203WL |  |  | 5
ALIFAX | G02 | SI205020 | AF Switching Mode Power Supply 115Va |  |  | 1
ALIFAX | G02 | SI205018 | AF Printer Assembly |  |  | 3
ALIFAX | G02 | SI199038 | AF HEATING MOSFETS CABLED |  |  | 4
ALIFAX | G02 | SI199074 | AF POWER SUPPLY CABLE PWR1 |  |  | 3
ALIFAX | G02 | SI195095 | AF Carriage Toothed Belt Up To Test1 SN T15999 |  |  | 5
ALIFAX | F11 | SI190018 | AF Electromagnet Group (Complete) only for UQ and HB&L |  |  | 3
ALIFAX | F11 | SI199031 | AF MIXING ROTOR GROUP COMPLETE |  |  | 1
ALIFAX | F11 | SI205013 | AF SMART CARD READER |  |  | 1
ALIFAX | F11 | SI199075 | AF POWER SUPPLY CABLE PWR2 |  |  | 3
ALIFAX | F11 | SI195750 | AF New Plastic Piston Kit For Screw needle, with security lockage |  |  | 4
ALIFAX | F11 | SI205017 | AF Flat Cable for R20-PN User Interface |  |  | 3
ALIFAX | K001 | SI195096 | AF Syringe Toothed Belt (composed by toothed belt, screw and washers) |  |  | 3
ALIFAX | K001 | SI195079 | AF Test1 Rotor Thoothed Belt For instruments with rotor noise killer kit SI195315 |  |  | 4
ALIFAX | K001 | SI102014 | AF Home Rotor Sensor Board |  |  | 1
ALIFAX | K002 | SI205035 | AF Pump Sensor Assembly for R20-PN from S/N R20127 to R20xxx and R20XXXPN2, for SI R10-PN with S/N R10xxxMC/R, for all SI R20-MC and forTest1 from SN T16000 |  |  | 4
ALIFAX | K003 | SI105117 | AF Pump Tube Kit for Alfred60 From s.n. A60186W-xxx |  |  | 2
ALIFAX | K003 | SI0807021601 | AF DC MOTOR THE MOVEMENT OF LOOP |  |  | 1
ALIFAX | K003 | SI195026 | AF Home Sensor Board |  |  | 3
ALIFAX | K003 | SI195F70 | AF PRINTER FLAT CABLE |  |  | 2
ALIFAX | K004 | SI804209 | AF Pump Tube Kit ( 1 pcs ) 1 pcs. / box - For instruments with SI205069 Kit ( Click'n Seal connectors ) or Jo-Plus with SN till JP039 |  |  | 1
ALIFAX | K004 | SI205042 | AF Left Side Tubes Insertion Sensor Board |  |  | 1
ALIFAX | K004 | SI205043 | AF Home Rotor Sensor Board |  |  | 5
ALIFAX | K005 | SI205065 | AF EXTERNAL NEEDLE |  |  | 1
ALIFAX | K005 | SI205045 | AF Access syringe door sensor, cabled |  |  | 1
ALIFAX | K005 | SI205058 | AF Set of spring for front door From R10 PN sn 001 to sn 030 / From R20 PN sn 001 to sn 039 |  |  | 19
ALIFAX | K006 | SI205054 | AF Rotor Toothed belt |  |  | 4
ALIFAX | K006 | SI205041 | AF Right Side Tubes Insertion Sensor Board |  |  | 2
ALIFAX | K007 | SI105075 | AF Washing Flow Sensor for Alfred60 ( 1 Pcs ) |  |  | 3
ALIFAX | K007 | SI195071 | AF Rotor Flat Cable |  |  | 3
ALIFAX | K008 | SI205104 | AF Rotor Pulley |  |  | 2
ALIFAX | K008 | SI205071 | AF EXTERNAL WITHDRAWAL TO VALVE TUBING W |  |  | 3
ALIFAX | K009 | SI195060 | AF PUMP TUBE KIT 85 |  |  | 0
ALIFAX | K009 | SI11020303 | AF Capillary Tube from Mecca to Pump |  |  | 2
ALIFAX | K009 | SI105209 | AF Plexiglass Needle Carriage For Coated Needle For Alfred AST |  |  | 2
ALIFAX | K010 | SIBK7320 | AF GLASS FLAT LINGH DIFFUSOR FOR CPS |  |  | 5
ALIFAX | K010 | SI205072 | AF Front Door Latch ( R20-PN ) |  |  | 40
ALIFAX | L001 | SI105050 | AF Rotor Home Sensor flat cable for Alfred60 1.5 / Alfred60 AST |  |  | 1
ALIFAX | L001 | SI105091 | AF Rapid Connector For Tube Sil. 7,5X10,5 (Both Component) ( 1 pcs ) |  |  | 1
ALIFAX | L001 | SI195719 | AF Support for screw needle (Test1 and Roller20 (R20-LC)) |  |  | 5
ALIFAX | L002 | SI190032 | AF Heating Mosfets - Cabled (6 pcs) |  |  | 4
ALIFAX | L002 | SI190014 | AF Thermostat Fuse 6 - 3X32Mm 20At |  |  | 30
ALIFAX | L002 | SI195K96 | AF Kit Syringe Toothed Belt (composed by toothed belt, toothed fixing plate, screw and washers) |  |  | 10
ALIFAX | L003 | SI105028 | AF Pump Tube Kit for Alfred60 Till s.n. A60185W-xxx |  |  | 6
ALIFAX | L003 | SI102010 | AF Emitter Board For Tubes Sensor R20-LC |  |  | 2
ALIFAX | L003 | SI195025 | AF Photo-Detector Board |  |  | 5
ALIFAX | L004 | SI195076 | AF Carriage Flat Cable |  |  | 1
ALIFAX | L004 | SI105043 | AF Y' axe Home Sensor cabled for Alfred60 1.5 / Alfred60 AST |  |  | 1
ALIFAX | L004 | SI195717 | AF SUPPORT AGO A VITE INCLINATO |  |  | 2
ALIFAX | L005 | SI195091 | AF Tube Sensor Inserted Into Syringe Support - Cabled for instruments without SI1951000 kit |  |  | 6
ALIFAX | L005 | SI195133 | AF Syringe To CPS Tubing With Click'n Seal Connectors For Instruments With Automatic Washing System (1pcs) For Instruments With Automatic Washing System From TEST1 SN T16000 |  |  | 3
ALIFAX | L005 | SI102096 | AF Syringe Toothed Belt |  |  | 5
ALIFAX | L006 | SI105047 | AF Tubing Kit for aspiring needle For instruments without Alfred Washing Kit |  |  | 3
ALIFAX | L006 | SI11020302 | AF Capillary Tube from Probe to Mecca For R20 MC & R10-PN Sn R10XXXMC/R only |  |  | 2
ALIFAX | L006 | SI195090 | AF Carriage Opto Sensor |  |  | 6
ALIFAX | L007 | SI195755 | AF Test 1 Spring Syringe For Screw needle, with security lockage |  |  | 4
ALIFAX | L007 | SI102011 | AF Receiver Board For Tubes Sensor R20-LC |  |  | 3
ALIFAX | L007 | SI19030901 | AF CONTROLLER TOUCH SCREEN BOARD |  |  | 4
ALIFAX | L007 | SI199080 | AF MAIN FUSES |  |  | 2
ALIFAX | L007 | SI102033 | AF Spring for retaining rotor tubes ( R20 / R10 family ) ( 10 pcs ) |  |  | 59
ALIFAX | L008 | SI102009 | AF Tubes Sensor. Home Sensor And Front Door Sensor Board |  |  | 2
ALIFAX | L008 | SI195141 | AF Non-Return Valve For Instruments With Automatic Washing System From TEST1 SN T16000 |  |  | 7
ALIFAX | L008 | SI195590 | AF ADAPTOR PEDIATRIC TUBES |  |  | 3
ALIFAX | L008 | SI105041 | AF Y' axe Stop Sensor cabled for Alfred60 1.5 / Alfred60 AST |  |  | 1
ALIFAX | L008 | SI195092 | AF Tube Sensor Inserted Into Syringe Support - Cabled for all R20-PN and R10-PN with SN R10XXX |  |  | 2
ALIFAX | L009 | SI205010 | AF External probe sensor board for all R20-PN and R10-PN with Sn R10XXX |  |  | 1
ALIFAX | L009 | SI195V10 | AF Photo-Emitter Board Up To Test1 SN T15999 |  |  | 4
ALIFAX | L009 | SI205016 | AF Signal Flat cable for R20-PN Printer Assembly |  |  | 3
ALIFAX | L010 | SI102039 | AF Thermal Fuse - Cabled |  |  | 2
ALIFAX | M001 | SI19010101 | AF Internal Sampling Metal Screw Needle for TEST1 2.0 |  |  | 1
ALIFAX | M001 | SI19010104 | AF Washing Cell |  |  | 0
ALIFAX | M001 | SI19010201 | AF Wash Pump Tube |  |  | 0
ALIFAX | M001 | SI19010202 | AF Withdrawal Pump Tube |  |  | 0
ALIFAX | M001 | SI205046 | AF Rotor Motor - Cabled |  |  | 1
ALIFAX | M002 | SI205034 | AF Pump Sensor Assembly for R20-PN up to S/N R20126 |  |  | 4
ALIFAX | M002 | SI205083 | AF External Straight Needle From R10 PN sn 055 to sn xxx / From R20 PN sn 061 to sn xxx / Not available for R10-PN Sn R10XXXMC/R |  |  | 0
ALIFAX | STAND P3 | SI195V02 | AF Preamplifier Board For Cps With Visible Light Up To Test1 SN T15999 |  |  | 11
ALIFAX | P003 | SI102035 | AF Pump Geared Motor. Cabled |  |  | 1
ALIFAX | STAND P3 | SI205086 | AF USB TO Serial RS232 DB9M Converter 0.45M From R20 PN sn 092 to sn xxx |  |  | 1
ALIFAX | H04 | SI105407 | AF Hard Disk SATA From Alfred60 sn A60125W1 to A60304W, HB&L sn UQ4183W to UQ4377W and HB&L Light sn UQ4034WL to UQ4203WL |  |  | 1
ALIFAX | STAND P3 | SI195127 | AF Upgrade kit to blue barcode scanner mod. TC1200-1000 for TEST1 instrument with SN to T13580 without this kit already installed For TEST1 instruments from SN 001 to T13580 without this kit already installed |  |  | 4
ALIFAX | STAND P3 | SI190815 | AF RACK |  |  | 1
ALIFAX | STAND P3 | SI195321 | AF DIRECT LOADING KIT FOR BECKMAN COULTE |  |  | 8
ALIFAX | STAND P3 | SI195500 | AF STANDARD METAL RACK |  |  | 0
ALIFAX | STAND P3 | SI195031 | AF Rack Rotor Group - Complete For Test1 TH / THL |  |  | 1
ALIFAX | STAND P3 | SI105406 | AF MAIN BOARD PCM 9362N S6A1E |  |  | 2
ALIFAX | STAND P3 | SI195102 | AF CPU Board Up To Test1 SN T15999 |  |  | 5
ALIFAX | STAND P3 | SI105122 | AF Piston for Alfred60 Top Cover |  |  | 1
ALIFAX | STAND P3 | SI205060 | AF White Front Door for R20-PN Cover From R10 PN sn 031 to sn xxx / From R20 PN sn 040 to sn xxx |  |  | 2
ALIFAX | STAND P3 | SI205025 | AF Motor Control Board |  |  | 3
ALIFAX | H04 | SI205001 | AF User Interface Group With Display Lcd Touch |  |  | 2
ALIFAX | STAND P3 | SI195315 | AF Rotor Noise Killer Kit to attenuate the noise of rotor motor during the mixing phase (composed by rotor motor support, belt tensioner, toothed belt) |  |  | 5
ALIFAX | STAND P3 | SI195820 | AF MANAUL EXTREMAL BARCODEREADER RS 232 |  |  | 1
ALIFAX | STAND P3 | SI205801 | AF Waste Tank for Roller 10-PN, 20-PN, 20-MC and Test-1 With Automatic Washing System |  |  | 2
ALIFAX | STAND P3 | SI190025 | AF 26 INS LONG CABLE PWSUP |  |  | 18
ALIFAX | STAND P3 | SI195505 | AF PLASTIC RACK FOR BELT |  |  | 18
BIOMETRIKA | J10 | SSP006 | BK PUMP MODULE ASSEMBLY (WELCO) |  |  | 1
BIOMETRIKA | J10 | SSP232 | BK USBD PCB |  |  | 3
BIOMETRIKA | J10 | SSP012 | BK BUBBLE DETECTOR (US)ST-200 PRO |  |  | 2
BIOMETRIKA | P001 | SSP051 | BK PINCH VALVE MODULE ASSEMBLY-2 |  |  | 1
BIOMETRIKA | P001 | SSP031 | BK ELECTRODE SEAL SET (6+1 PIECES) |  |  | 5
BIOMETRIKA | P001 | SSP049 | BK PROBE SEAL-FLIP |  |  | 6
BIOMETRIKA | P001 | SSP064 | BK FLIP PORT SET |  |  | 1
BIOMETRIKA | P001/P004 | SSP002 | BK PUMP TUBING SET/WITH TYGONG |  |  | 11
BIOMETRIKA | P005 | ASSH19001 | BK LAMP HOUSE ASSEMBLY |  |  | 7
BIOMETRIKA | J10 | SSP061-2 | BK Motor Driver PCB - Flip - 2Pinch |  |  | 1
BIOMETRIKA | STAND P1 | SSP037 | BK Main PCB - Pro |  |  | 0
BIOMETRIKA | STAND P1 | ASSH19006-KM | BK AGUJA BIOELAB |  |  | 2
BIOMETRIKA | STAND P1 | DLAB-0005 | BK PIPETA MONOCLONAL DLAB 100-1000 uL |  |  | 3
DL BIOTECH | J08 | 1105007010 | DL TEMPERATURE SENSOR |  |  | 1
DL BIOTECH | J08 | 1102020004 | DL Temperature controller |  |  | 1
DL BIOTECH | J08 | 1105030006 | DL Solid state relay |  |  | 0
DL BIOTECH | J08 | 1104020009 | DL Connecting shaft |  |  | 3
DL BIOTECH | J08 | 1109008025 | DL MOTOR DRIVE CONTROL BOARD |  |  | 3
DL BIOTECH | J08 | 1103031157 | DL DATA CABLE |  |  | 4
DL BIOTECH | J08 | 1102020005 | DL Temperature sensor |  |  | 1
DL BIOTECH | J08 | 1102020009 | DL TEMPERATURE SENSOR |  |  | 4
DL BIOTECH | J08 | 1109010124 | DL SCANNER |  |  | 1
DL BIOTECH | O006 | 1110010478 | DL TURBIDIMETER MOTHERBOARD |  |  | 1
DL BIOTECH | O007 | 1110010029 | DL Motor driver |  |  | 2
DL BIOTECH | O007 | 1110010008 | DL Motor drive control board |  |  | 2
DL BIOTECH | O008 | 1106070012 | DL SWITCHING MASK |  |  | 2
DL BIOTECH | O008 | 1103140002 | DL SAMPLING PIPE |  |  | 3
DL BIOTECH | O008 | 1110010480 | DL PHOTOELECTRIC SWITCH |  |  | 1
DL BIOTECH | O009 | 1110010047 | DL POWER CONTROL BOARD |  |  | 1
DL BIOTECH | O009 | 11110010476 | DL TURBIDIMETER LAMP BOAD |  |  | 4
DL BIOTECH | O010 | 1110020010 | DL PIPE SLEEVE |  |  | 3
DL BIOTECH | STAND P2 | 1103130060 | DL Calibrator |  |  | 0
DL BIOTECH | STAND P2 | 1110010004 | DL Detection board (rack back) |  |  | 3
DL BIOTECH | STAND P2 | 1109010110 | DL MAIN BOARD |  |  | 1
DL BIOTECH | STAND P2 | 1105050012 | DL MOTOR |  |  | 1
DL BIOTECH | STAND P2 | 1102010011 | DL Screen&control board |  |  | 3
DL BIOTECH | STAND P2 | 1110010438 | DL Main board |  |  | 0
MGM | J11 | 284-810 | SN PELTIR DEVICE |  |  | 0
MINDRAY | C10 | 801-3101-00001-00 | MI 250ul syringe |  |  | 1
MINDRAY | C10 | 801-3100-00001-00 | MI 100ul SYRINGE |  |  | 1
MINDRAY | C10 | 801-BA10-00025-00 | MI Probe Interior-washing Pump |  |  | 1
MINDRAY | C10 | 801-3100-00104-00 | MI ROTATION (WASTE) PUMP ASSEMBLY |  |  | 1
MINDRAY | C10 | 801-3100-00038-00 | MI Motor for Autoloader Assembly |  |  | 0
MINDRAY | C10 | 801-3100-00027-00 | MI 250KPA PRESSURE RELIEF VALVE AP100 01 |  |  | 0
MINDRAY | C07 | 801-3110-00018-00 | MI WASTE CHAMBER 1 ASSEMBLY |  |  | 0
MINDRAY | C07 | 801-BA40-00288-00 | MI dishing filter |  |  | 2
MINDRAY | C07 | 115-015058-00 | MI LEO(I) Lyse Cap Assembly FRU(EJ224) |  |  | 0
MINDRAY | C09 | 801-BA10-00150-00 | MI BS-120Maintenance Kit(FRU) |  |  | 1
MINDRAY | C09 | 801-3110-00105-00 | MI DILUENT CHAMBER ASSEMBLY |  |  | 0
MINDRAY | C09 | 801-3101-00036-00 | MI Rotation Pump(Pressure Pump) |  |  | 2
MINDRAY | C09 | 801-0030-00001-00 | MI 3-way Valve(with pkg) |  |  | 0
MINDRAY | C09 | 801-0030-00002-00 | MI 2-way Valve(with pkg) |  |  | 0
MINDRAY | B06 | 801-BA10-00017-00 | MI Deionized Water Tank Cap Assy |  |  | 1
MINDRAY | B06 | 801-BA20-00140-00 | MI tube.?9.525X?15.875 PVC 55~60° |  |  | 0
MINDRAY | B06 | M6G-020047-00 | MI MANGUERA DE LINEA |  |  | 1
MINDRAY | B06 | 801-BA10-00006-00 | MI 24V Power Supply Board |  |  | 1
MINDRAY | B07 | 801-3100-00070-00 | MI SRV ASSEMBLY |  |  | 2
MINDRAY | B07 | 801-BA20-00146-00 | MI AC HEATER 110V 125W |  |  | 1
MINDRAY | B07 | 801-3102-00004-00 | MI Syringe Drive Assembly( without syringe) |  |  | 1
MINDRAY | B07 | 801-BA34-00102-00 | MI LIQUID SYSTEM MAINTENANCE KIT |  |  | 1
MINDRAY | B08 | 801-3110-00207-00 | MI MIXING CONNECTOR |  |  | 0
MINDRAY | B08 | 801-3110-00026-00 | MI PRESSURE REGULATOR IR1010 01 SMS |  |  | 1
MINDRAY | B08 | 801-3110-00189-00 | MI BARCODE SCANNER BS 5800 |  |  | 0
MINDRAY | B08 | 801-BA20-00072-00 | MI FAN FOR POWER SUPPLY (FAN 0.21A) |  |  | 1
MINDRAY | B08 | 801-BA10-00001-00 | MI Fan 1.1A |  |  | 1
MINDRAY | B08 | 801-3110-00021-00 | MI 100ul Syringe |  |  | 0
MINDRAY | B09 | 801-3102-00050-00 | MI HGB Unit(BC-5380) |  |  | 4
MINDRAY | B09 | 801-3101-00062-00 | MI BC 5300 PREVENTIVE KIT(FRU) |  |  | 1
MINDRAY | B09 | 801-3100-00255-00 | MI SIGNAL PROCESSING BOARD BC 5800 |  |  | 0
MINDRAY | B10 | 801-3102-00043-00 | MI MOVING AND DETECTOR LINE BC 5380 |  |  | 1
MINDRAY | B10 | 801-3101-00028-00 | MI Volumetric Board |  |  | 1
MINDRAY | B10 | 801-3101-00019-00 | MI FS Pre-amplify Board |  |  | 1
MINDRAY | B10 | 801-3100-00091-00 | MI VOLUMETRIC BOARD |  |  | 0
MINDRAY | B10 | 801-3101-00020-00 | MI SS Pre-Amplify Board |  |  | 1
MINDRAY | B10 | 801-3100-00088-00 | MI PRE AMPLIFIER BOARD (HIGH ANGLE) |  |  | 1
MINDRAY | B10 | 801-3100-00087-00 | MI PRE AMPLIFIER BOARD (LOW ANGLE) |  |  | 1
MINDRAY | B10 | 801-3100-00145-00 | MI HARD DISK |  |  | 1
MINDRAY | B10 | 801-1805-00002-00 | MI 10ML SYRINGE |  |  | 2
MINDRAY | B11 | 801-BA10-00037-00 | MI Peltier Cooler |  |  | 3
MINDRAY | B11 | 3101-20-68576 | MI control cable for valves and pumps |  |  | 1
MINDRAY | B11 | 801-3100-00102-00 | MI AUTOLOADER TRANSFERRING BOARD |  |  | 1
MINDRAY | B11 | 801-3100-00082-00 | MI INTERFACE BOARD |  |  | 0
MINDRAY | B11 | 801-BA10-00021-00 | MI Liquid Level Detect Board |  |  | 1
MINDRAY | B11 | 801-3007-00046-00 | MI BC-3600(CT) Preventive Kit(FRU) |  |  | 2
MINDRAY | B11 | 801-3007-00045-00 | MI MAINTEN KIT BC3600 |  |  | 3
MINDRAY | C08 | 801-3007-00003-00 | MI 3007 DRIVE BOARD(FRU) BC3600 |  |  | 1
MINDRAY | C08 | 801-3007-00001-00 | MI 3007 Power board(FRU) |  |  | 1
MINDRAY | B015 | 801-BA38-00011-00 | MI EM Valve |  |  | 1
MINDRAY | B015 | 801-BA20-00067-00 | MI Reagent Preheater |  |  | 1
MINDRAY | B016 | 801-BA20-00151-00 | MI Reaction Temperature Sensor |  |  | 3
MINDRAY | B017 | 801-BA89-00035-00 | MI Temperature Control Assembly |  |  | 1
MINDRAY | B017 | 801-3110-00188-00 | MI PRESSURE DETECTING BOARD |  |  | 0
MINDRAY | B017 | 801-3201-00003-00 | MI 3-way Valve (Mindray) |  |  | 4
MINDRAY | B018 | 801-3102-00028-00 | MI Isolation chamber(FRU) |  |  | 1
MINDRAY | B018 | 801-3110-00013-00 | MI METERING PUMP (DP8) |  |  | 0
MINDRAY | B018 | 801-3110-00074-00 | MI HBG BATH |  |  | 0
MINDRAY | B019 | 801-3102-00003-00 | MI syringe (10mL) |  |  | 2
MINDRAY | B019 | 801-3110-00119-00 | MI VALVE FOR PRESSURE |  |  | 0
MINDRAY | B019 | 801-3110-00147-00 | MI BURKET VALVE |  |  | 0
MINDRAY | B019 | 801-3102-00042-00 | MI CONTROL CABLE FOR AUTOLOADER |  |  | 1
MINDRAY | B019 | 043-000711-00 | MI filter |  |  | 1
MINDRAY | B020 | 801-3110-00012-00 | MI METERING PUMP (DP8) |  |  | 0
MINDRAY | B020 | 801-3101-00029-00 | MI RELEASE VALVE |  |  | 1
MINDRAY | B020 | 801-3110-00081-00 | MI RBC PREMIX BATH |  |  | 0
MINDRAY | B020 | 011-000297-00 | MI Photoelectric sensor Wire terminal |  |  | 1
MINDRAY | B021 | 801-3100-00013-00 | MI GAS VALVE SOLENOID VALVE GV010 |  |  | 2
MINDRAY | B021 | 801-3100-00234-00 | MI REFLECT BLOD CELL RUBY APERTURE |  |  | 0
MINDRAY | B021 | 801-3900-00040-00 | MI LIQUID LEVEL SENSOR WITH CABLE (FRU) |  |  | 1
MINDRAY | B021 | 801-3100-00008-00 | MI GAS VALVE SOLENOID VALVE G010B |  |  | 2
MINDRAY | B021 | 801-3100-00207-00 | MI LIMITING PIPE 1 |  |  | 3
MINDRAY | B021 | 801-3100-00126-00 | MI POSITION SENSOR WITH CONNECTOR |  |  | 4
MINDRAY | B022 | 801-3102-00058-00 | MI Upgrade Cable for BC-5380 |  |  | 1
MINDRAY | B022 | 801-3003-00015-00 | MI Rotation Motor Pos Sensor Assy |  |  | 0
MINDRAY | B022 | 801-3100-00205-00 | MI RESIDUAL PLATE |  |  | 0
MINDRAY | B022 | 801-3102-00017-00 | MI Wipe Block(FRU) |  |  | 2
MINDRAY | C01 | 801-BA20-00148-00 | MI AC HEATER 110V 350W |  |  | 1
MINDRAY | C01 | 801-BA89-00008-00 | MI POWER SUPPLY BOARD |  |  | 1
MINDRAY | C01 | 801-BA20-00128-00 | MI WASTER LIQUID TANK CAP ASSY |  |  | 1
MINDRAY | C03 | 115-015059-00 | MI LEO(II) Lyse Cap Assembly FRU(EJ224) |  |  | 0
MINDRAY | C03 | 115-015060-00 | MI LH Lyse Cap Assembly FRU(EJ224) |  |  | 0
MINDRAY | C03 | 115-015062-00 | MI Cleanser Cap Assembly FRU(EJ224) |  |  | 0
MINDRAY | C03 | 801-2800-00018-00 | MI CAP Component for Diluent |  |  | 2
MINDRAY | C03 | 115-015338-00 | MI 10 Ml SYRINGE FRU |  |  | 1
MINDRAY | C03 | 801-3100-00065-00 | MI WASTE CHAMBER 2 ASSEMBLY |  |  | 0
MINDRAY | C03 | 0033-30-74613 | MI 2.5ml syringe (FRU) |  |  | 0
MINDRAY | C03 | 115-027479-00 | MI 250ul syringe(with nozzle) |  |  | 2
MINDRAY | C04 | 115-014495-00 | MI 100ul syringe OF 3900(FRU) |  |  | 1
MINDRAY | C04 | 801-BA10-00026-00 | MI Reagent Preheater |  |  | 2
MINDRAY | C04 | 009-002515-00 | MI cable for motors and sensors of ASR |  |  | 1
MINDRAY | C04 | 3102-20-69103 | MI cable of Autoloader |  |  | 1
MINDRAY | C04 | 115-015061-00 | MI LYSE CAP ASSEMBLY BC 5800 |  |  | 0
MINDRAY | C04 | 801-3007-00029-00 | MI 3007 CAP Component for LYSE(FRU) |  |  | 1
MINDRAY | C04 | 801-3007-00028-00 | MI 3007 CAP Component for Rinse(FRU) |  |  | 1
MINDRAY | C05 | 801-BA89-00014-00 | MI RECORDER ASSEMBLY |  |  | 1
MINDRAY | C05 | 801-BA89-00016-00 | MI Filter Wheel Assembly |  |  | 1
MINDRAY | C05 | 801-BA89-00015-00 | MI Aspiration Tubing |  |  | 4
MINDRAY | C05 | 801-BA23-00025-00 | MI Reagent Syringe.500ul(ZDV)(FRU) |  |  | 2
MINDRAY | C05 | 801-BA89-00003-00 | MI Plastic Cover for Flowcell |  |  | 5
MINDRAY | C06 | 801-BA80-00222-00N | MI LAMP (12V,20W) |  |  | 0
MINDRAY | STAND P5 | 115-017932-00 | MI Lamp(12V,20W) |  |  | 7
MINDRAY | C06 | 801-BA10-00013-00 | MI Halogen Lamp(20W) |  |  | 3
MINDRAY | C06 | 801-BA89-00038-00 | MI BA89 LAMP(FRU) |  |  | 1
MINDRAY | C013 | 801-1805-00023-00 | MI ISOLATION CHAMBER |  |  | 0
MINDRAY | C013 | 115-015675-00 | MI LVM valve assembly |  |  | 0
MINDRAY | C013 | 801-3100-00006-00 | MI GAS VALVE SOLENOID VALVE GA010 |  |  | 1
MINDRAY | C013 | 801-0040-00003-00 | MI 500ul Plunger Tip (2 Pcs) |  |  | 6
MINDRAY | C013 | 801-3100-00052-00 | MI WIPE BLOCK FOR PIECE NEEDLE |  |  | 1
MINDRAY | C014 | 801-3100-00022-00 | MI SAMPLE PROBE OF OPEN VIAL UNIT |  |  | 1
MINDRAY | C014 | 115-025293-00 | MI ELECTROMAGNET MODULE FOR SAMPLE |  |  | 2
MINDRAY | C014 | 801-3201-00002-00 | MI 2-way Valve (Mindray) |  |  | 4
MINDRAY | C015 | 801-3100-00077-00 | MI MOTOR OF MIXING ASSEMBLY |  |  | 0
MINDRAY | C015 | 801-3003-00005-00 | MI 3-way Solenoid Valve |  |  | 7
MINDRAY | C016 | 801-3100-00057-00 | MI 0.5ml METERING PUMP |  |  | 0
MINDRAY | C016 | 801-3100-00059-00 | MI 1ml METERING PUMP |  |  | 0
MINDRAY | C016 | 801-3100-00039-00 | MI 0.32ml METERING PUMP |  |  | 1
MINDRAY | C016 | 801-3100-00003-00 | MI PRIMIX ASSEMBLY |  |  | 0
MINDRAY | C017 | 3900-30-85189 | MI WBC BATH ASSEMBLY BC 3600 |  |  | 2
MINDRAY | C017 | 115-015967-00 | MI SMC 3 WAY VALVE (3106) |  |  | 1
MINDRAY | C017 | 115-017817-00 | MI TAKASAGO value assem(and support) |  |  | 1
MINDRAY | C019 | 801-3101-00047-00 | MI volumetric tube |  |  | 2
MINDRAY | C019 | 801-3100-00049-00 | MI TOUCH SCREEN CONTROL BOARD |  |  | 1
MINDRAY | C019 | 801-3102-00057-00 | MI Wipe Block for BC-5300 |  |  | 1
MINDRAY | C019 | 801-3100-00009-00 | MI GAS VALVE SOLENOID VALVE O104E |  |  | 2
MINDRAY | C020 | 801-3110-00080-00 | MI RBC BATH SEAL RING |  |  | 0
MINDRAY | C020 | 801-0040-00002-00 | MI Washer for Probe (10 Pcs) |  |  | 10
MINDRAY | C020 | 39002085347 | MI TEMPERATURE SENSOR |  |  | 1
MINDRAY | C020 | 801-3100-00010-00 | MI GAS VALVE SOLENOID VALVE GA010 |  |  | 2
MINDRAY | C020 | 115-014496-00 | MI HGB assembly(FRU) |  |  | 1
MINDRAY | C021 | 801-3100-00062-00 | MI DP2 (LEO I /0.52ml) |  |  | 1
MINDRAY | C021 | 801-BA10-00023-00 | MI DC Motor(6V) |  |  | 1
MINDRAY | C021 | 801-3100-00011-00 | MI GAS VALVE SOLENOID VALVE GV010 |  |  | 2
MINDRAY | C021 | 115-081971-00 | MI TAKASAGO value assem |  |  | 1
MINDRAY | C021 | 0033-20-74591 | MI seal ring of 10ml syringe |  |  | 1
MINDRAY | C022 | 115-031804-00 | MI PIERCING NEEDLE |  |  | 1
MINDRAY | C022 | 115-032890-00 | MI 113 degree probe(with spring & axis) |  |  | 2
MINDRAY | C022 | 115-037085-00 | MI Sugar sample proble assembly |  |  | 2
MINDRAY | C022 | 115-015742-00 | MI Diluent Filter (with Rubber Tubes) |  |  | 1
MINDRAY | C022 | 115-037714-00 | MI valve change assembly |  |  | 1
MINDRAY | D013 | 115-023933-00 | MI RBC ASSEMBLY (NEW 53) |  |  | 3
MINDRAY | D013 | 801-3100-00081-00 | MI LASER CONTROL BOARD |  |  | 0
MINDRAY | D014 | 115-014493-00 | MI repair part of RBC bath without aperture |  |  | 1
MINDRAY | D014 | 801-3110-00065-00 | MI WIPE BLOCK OF OPEN VIAL UNIT |  |  | 0
MINDRAY | D014 | 801-3100-00007-00 | MI GAS VALVE SOLENOID VALVE |  |  | 1
MINDRAY | D014 | 801-3003-00012-00 | MI Rotation(Waste)pump |  |  | 1
MINDRAY | D015 | 801-3003-00004-00 | MI 2-way Solenoid Valve |  |  | 9
MINDRAY | D015 | 801-0040-00001-00 | MI Washer for Syringe (10 Pcs) |  |  | 10
MINDRAY | D015 | 801-BA30-00089-00 | MI Overheat Switch (60?) |  |  | 1
MINDRAY | D016 | 801-BA89-00022-00 | MI Fan of Back Cover |  |  | 1
MINDRAY | D016 | 801-BX50-00012-00 | MI Mixer Paddle with Nut |  |  | 1
MINDRAY | D016 | 801-BA89-00012-00 | MI LCD CONNECTING BOARD (1ST VERSION) |  |  | 1
MINDRAY | D016 | 801-BA89-00021-00 | MI Lamp Fan |  |  | 1
MINDRAY | D016 | 801-BA89-00019-00 | MI Tubing of peristaltic pump |  |  | 3
MINDRAY | D016 | 801-3100-00012-00 | MI GAS VALVE SOLENOID VALVE GAV0 |  |  | 1
MINDRAY | D017 | M6C020008 | MI SYNCHRONOUS BELT TBN273MXL025 |  |  | 1
MINDRAY | D017 | M6C020010 | MI SYNCHRONOUS BELT HTUN320S2M 60 |  |  | 1
MINDRAY | D017 | 801-BA89-00018-00 | MI Liquid Assembly |  |  | 1
MINDRAY | D017 | 801-BA89-00020-00 | MI Flow cell |  |  | 1
MINDRAY | D018 | 801-BA10-00041-00 | MI Filter 340nm |  |  | 3
MINDRAY | D018 | 801-BA89-00001-00 | MI Peltier Cooler |  |  | 2
MINDRAY | D018 | 801-BA31-00025-00 | MI Filter Assembly |  |  | 2
MINDRAY | D018 | 801-BA40-00308-00 | MI Check Valve (2 Pcs) |  |  | 4
MINDRAY | D019 | 801-BA80-00136-00 | MI FAN(FRU) |  |  | 1
MINDRAY | D019 | 801-BA10-00089-00 | MI Fan 0.05A |  |  | 1
MINDRAY | D019 | 801-BA10-00090-00 | MI Fan 0.17A |  |  | 1
MINDRAY | D020 | 115-045559-00 | MI BS 240 PRO CUBETAS REUT x 8 |  |  | 2
MINDRAY | D020 | 1-2-035-050-10 | MI SAMPLING NEEDLE |  |  | 1
MINDRAY | D021 | 801-BA30-00149-00 | MI Transmission belt.B73MXL6.4 |  |  | 1
MINDRAY | D021 | 801-BA30-00150-00 | MI Belt (B63MXL6.4) |  |  | 1
MINDRAY | D021 | 801-BA89-00005-00 | MI Start Switch |  |  | 1
MINDRAY | D021 | 801-BA89-00006-00 | MI Position Sensor of Filter Wheel |  |  | 1
MINDRAY | H014 | M17000-38 | SN Tube of collecting spilled waste liquid in chamber(150mm) |  |  | 0
MINDRAY | H014 | M10021 | SN Blue cable connecting M600-02-E02 with 02-E06 |  |  | 4
MINDRAY | STAND P5 | 043-000422-00 | MI FILTRO DE AGUA |  |  | 4
MINDRAY | STAND P5 | 0033-30-74627 | MI 10ml syringe assembly (FRU) |  |  | 2
MINDRAY | STAND P5 | 801-BA10-00088-00 | MI BS-120 Liquid Sys Maint Kit |  |  | 1
MINDRAY | STAND P5 | 801-3100-00072-00 | MI POWER DRIVER BOARD |  |  | 1
MINDRAY | STAND P5 | 051-001146-00 | MI POWER SUPPLY BOARD |  |  | 1
MINDRAY | STAND P5 | 051-000191-03 | MI DRIVER BOARD BC5800 |  |  | 0
MINDRAY | STAND P5 | 115-013092-00 | MI Diluent capsule assembly |  |  | 0
MINDRAY | STAND P5 | 115-016951-00 | MI WASTE CAP ASSEMBLY BC 5800 |  |  | 0
MINDRAY | STAND P5 | 115-031794-00 | MI MOTOR BS 200 |  |  | 1
MINDRAY | STAND P5 | 115-016204-00 | MI VACUUM RELIEF VALVE (FRU) |  |  | 2
MINDRAY | STAND P5 | 801-BA20-00074-00 | MI PFC Power Supply Board |  |  | 1
MINDRAY | STAND P5 | 801-BA20-00075-00 | MI 12V Power Supply Board |  |  | 1
MINDRAY | STAND P5 | 115-045559-00 | MI BS 240 PRO CUBETAS REUT x 8 |  |  | 2
MITSUBISHI | I06 | 512SP-0308-00 | PHC Waste Tip Sensor |  |  | 1
MITSUBISHI | I08 | 1114-1001 | MIT WASTE BOX |  |  | 8
MITSUBISHI | I08 | AHS88101B | MIT EXT BOARD |  |  | 1
MITSUBISHI | I08 | 512SP-5132-00 | PHC DC5V Power Supply |  |  | 1
MITSUBISHI | I07 | AHE80010D | MIT T NET BOARD |  |  | 1
MITSUBISHI | I07 | 51204520E1000 | MIT PSR BOARD |  |  | 1
MITSUBISHI | I07 | 512SP-5134-00 | PHC LCD Display with Touch Panel |  |  | 1
MITSUBISHI | I09 | 51204510K5020 | MIT DC5V POWER SUPPLY |  |  | 1
MITSUBISHI | I09 | 51204510K5030 | MIT DC24V POWER SUPPLY |  |  | 1
MITSUBISHI | M003 | 51205020K0020 | MIT Z AXIS MOTOR TIMING BELT |  |  | 2
MITSUBISHI | M003 | 51201020K0130 | MIT PHOTO SENSOR |  |  | 1
MITSUBISHI | M003 | 51205021K0020 | MIT P AXIS MOTOR TIMING BELT |  |  | 4
MITSUBISHI | M003 | 51205510K0040 | MIT THERMOSTAT |  |  | 2
MITSUBISHI | M003 | 512SP-9002-00 | PHC Jig for Measurement well position |  |  | 1
MITSUBISHI | M003 | 512SP-9003-00 | PHC Jig for PMT position |  |  | 6
MITSUBISHI | M004 | 51205030K0010 | MIT Y AXIS MOTOR TIMING BELT |  |  | 2
MITSUBISHI | M004 | 51201112K0021 | MIT PX AXIS MOTOR TIMING BELT |  |  | 2
MITSUBISHI | M004 | 512SP-5137-00 | PHC TPEX Board |  |  | 1
MITSUBISHI | M004 | 51202111K0160 | MIT PHOTO SENSOR |  |  | 1
MITSUBISHI | M004 | 51202020K0080 | MIT PHOTO SENSOR |  |  | 1
MITSUBISHI | M004 | 51202020K0070 | MIT PHOTO SENSOR |  |  | 1
MITSUBISHI | M005 | RCF-X512MY | PHC CF CARDS |  |  | 0
MITSUBISHI | STAND P5 | 512SP-5133-00 | PHC DC24V Power Supply |  |  | 1
MITSUBISHI | STAND P5 | 512SP-5149-00 | PHC LCD Display with Touch Panel for Type-A/B |  |  | 0
MITSUBISHI | STAND P5 | 512SP-0336-00 | PHC Sample Detection Sensor Unit_TypeD |  |  | 4
MITSUBISHI | STAND P5 | 512SP-0324-00 | PHC Syringe Unit_TypeD |  |  | 0
MES | P002 | 312 | MES MES CINTA DE IMPRESION X 5 |  |  | 19
RAYTO | I05 | 1-8-013-112-00 | RAY Fan for toroidal transformer |  |  | 1
RAYTO | I05 | 1-8-080-021-00 | RAY X AXIS STEP MOTOR |  |  | 1
RAYTO | I05 | 2-047-005-13 | RAY Temperature Control Board |  |  | 1
RAYTO | I05 | 2-125-005-10 | RY PROBE CLOG DETECTION |  |  | 1
RAYTO | I04 | 2-081-012-00 | RAY Lamp Assembly |  |  | 2
RAYTO | I04 | 2-076-019-12 | RAY LCD INTERFACE BOARD V1.2 |  |  | 2
RAYTO | I04 | 5-076-008-00 | RAY LED light board assembly for channel 1,2 |  |  | 7
RAYTO | I04 | 1-8-089-019-10 | RAY DC GEAR MOTOR |  |  | 3
RAYTO | I04 | 1-8-076-006-11 | RAY Fan for reagent position |  |  | 0
RAYTO | I04 | 1-3-076-012-10 | RAY printer cover |  |  | 2
RAYTO | H09 | 5-076-003-00 | RAY Sample rack assembly |  |  | 2
RAYTO | I03 | 2-076-010-15 | RAY POWER TRANSFER BOARD |  |  | 1
RAYTO | I03 | 1-8-059-007-00 | RAY LCD (QiMei) |  |  | 1
RAYTO | I03 | 2-076-007-13 | FOUR CHANNELS PREAMPLIFIER BOARD |  |  | 1
RAYTO | I03 | 1-5-081-094-10 | RAY Reagent probe |  |  | 1
RAYTO | I03 | 2-076-005-17 | RAY Temperature control board V1.7 |  |  | 1
RAYTO | I03 | 1-6-047-017-11 | RAY Foil Keyboard?2201? |  |  | 1
RAYTO | H08 | 1-8-010-013-00 | RAY Thermal Printer Head |  |  | 4
RAYTO | H08 | 93000550 | RAY 23mm OD reagent cup |  |  | 44
RAYTO | H08 | 1-6-076-040-00 | RAY 35mm OD reagent cup |  |  | 10
RAYTO | H08 | 1-6-076-041-00 | RAY 28mm OD reagent cup |  |  | 10
RAYTO | H11 | 2-076-011-25 | RAY MOTOR DRIVER BOARD V1.2 PARA RAC 050 |  |  | 1
RAYTO | H11 | 2-076-011-26 | RAY Motor driver board V2.6 |  |  | 3
RAYTO | H11 | 1-5-076-040-10 | RAY Sampling probe (Long cable) |  |  | 0
RAYTO | H11 | 1-5-076-034-10 | RAY X-axis optical coupler for catcher arm (with terminal) |  |  | 10
RAYTO | I01 | 1-8-089-018-00 | RAY FAN FOR REAGENT POSITION RAC 050 |  |  | 0
RAYTO | I01 | 5-089-009-00 | RT SYRINGE ASSEMBLY (280UL) |  |  | 1
RAYTO | I01 | 1-8-076-060-00 | RAY 8 INCH TOUCH SCREEN |  |  | 1
RAYTO | I01 | 2-045-005-43 | RAY FRONTAL CPU |  |  | 3
RAYTO | I01 | 2-081-008-14 | RAY AD Sampling Board |  |  | 1
RAYTO | I02 | 5-076-001-00 | RAY Waste lid assembly |  |  | 0
RAYTO | I02 | 5-076-002-00 | RAY Distilled water lid assembly |  |  | 0
RAYTO | I02 | 2-125-004-25 | RAY CHEMRAY380 MAIN CONTROL BOARD |  |  | 1
RAYTO | H10 | 1-5-081-026-10 | RAY Sample probe |  |  | 1
RAYTO | H10 | 2-076-013-13 | RAY Sampling arm transfer board V1.3 |  |  | 1
RAYTO | H10 | 2-047-002-13 | RAY A/D Detector Board(2201) |  |  | 20
RAYTO | H10 | 2-076-007-12 | RAY FOUR CHANNELS PREAMPLIFIER BOARD V1. |  |  | 1
RAYTO | I06 | 512SP-5105-00 | PHC CF I/F Board |  |  | 1
RAYTO | I06 | 512SP-5117-00 | PHC Thermostat |  |  | 1
RAYTO | I06 | 51202030K0040 | MIT PMTX MOTOR ASSY |  |  | 1
RAYTO | I06 | 1-8-001-049-00 | RAY Xinxing Power Supply |  |  | 1
RAYTO | I017 | 1-2-076-008-10 | RAY Reagent bottle adapter V1.02 |  |  | 15
RAYTO | I018 | 1-5-076-032-10 | RAY X-axis optical coupler for sampling arm (with terminal) |  |  | 5
RAYTO | I018 | 1-6-076-010-12 | RAY catcher spring |  |  | 5
RAYTO | I018 | 11501560 | RAY Pipette Port |  |  | 2
RAYTO | I018 | 1-8-076-035-10 | RAY ECCENTER MICRO MOTOR |  |  | 1
RAYTO | I019 | 1-3-076-008-12 | RAY Black Rubber base Of Catcher |  |  | 5
RAYTO | I019 | 2-076-004-11 | RAY LIQUID LEVEL DETECTION ALARM BOARD |  |  | 1
RAYTO | I019 | 1-8-076-001-10 | RAY Red-color filter |  |  | 1
RAYTO | I019 | 2-076-006-13 | RAY THREE CHANNELS PREAMPLIFIER BOARD PA |  |  | 1
RAYTO | I019 | 2-076-006-14 | THREE CHANNELS PREAMPLIFIER BOARD V1.4 |  |  | 1
RAYTO | I020 | 2-081-002-11 | PHOTO COUPLER BOARD |  |  | 1
RAYTO | I020 | 5-076-013-00 | RAY Touch screen control board assembly |  |  | 1
RAYTO | I020 | 2-076-009-12 | RAY LED lamp board (2 channels) |  |  | 3
RAYTO | I020 | 2-076-002-14 | RAY SAMPLE DETECTOR BOARD V1.3 |  |  | 1
RAYTO | I020 | 1-8-076-053-00 | RAY Valve ?wash pool? |  |  | 1
RAYTO | I021 | 1-5-076-043-10 | RAY Y&Z-axis Step motor (with PH terminal) |  |  | 1
RAYTO | I021 | 1-8-076-045-10 | RAY DC gear motor |  |  | 1
RAYTO | I021 | 1-8-001-087-10 | RAY Fan for power supply |  |  | 1
RAYTO | I021 | 1-8-076-003-00 | RAY 405nm filter |  |  | 2
RAYTO | I021 | 5-076-007-00 | RAY Light source board assembly (660nm) |  |  | 3
RAYTO | I022 | 2-047-003-11 | RAY Lamp Board |  |  | 37
RAYTO | J001 | 2-076-015-13 | RAY Catcher arm tranfer board (small) V1.3 |  |  | 3
RAYTO | J001 | 5-076-005-00 | RAY Light source board assembly (405nm) |  |  | 4
RAYTO | J002 | 5-076-006-00 | RAY Light source board assembly (575nm) |  |  | 4
RAYTO | J002 | S14020 | RAY 400 turbidity tool |  |  | 3
RAYTO | J002 | 1-8-081-073-00 | TEFLON TUBE FOR WASG STATION (1.5MMX2.5M |  |  | 1
RAYTO | J002 | 1-8-076-040-00 | RT TUBE ID=1.02MM OD=1.68MM (L=100 CM) |  |  | 2
RAYTO | J003 | 2-089-002-10 | RAY Y-axis optical coupler board for probe arm |  |  | 4
RAYTO | J003 | 1-3-089-023-10 | RAY black cuvette tool |  |  | 6
RAYTO | J003 | 1-8-047-006-00 | RAY DC MOTOR |  |  | 1
RAYTO | J003 | 5-076-010-00 | RAY Eccenter micro motor assembly |  |  | 5
RAYTO | J003 | 5-076-004-00 | RAY RAC050 catcher assembly |  |  | 2
RAYTO | J003 | 1-5-076-044-10 | RAY Optical coupler |  |  | 4
RAYTO | J004 | 1-5-047-018-10 | RAY LAMP WIRE |  |  | 35
RAYTO | J005 | 5-050-001-00 | RAY A/D Detector Board(2202) |  |  | 15
RAYTO | J006 | 1-5-076-080-12 | RAY Valve ?sampling probe? |  |  | 1
RAYTO | J006 | 1-8-076-004-00 | RAY 575nm filter |  |  | 2
RAYTO | J006 | 2-089-006-12 | RAY LIQUID LEVEL DETECTOR BOARD |  |  | 0
RAYTO | J007 | 5-076-009-00 | RAY LED light board assembly for channel 3,4 |  |  | 7
RAYTO | J007 | S14019 | RAY 100 turbidity tool |  |  | 3
RAYTO | J008 | 2-076-014-13 | RAY Catcher arm tranfer board (big) V1.3 |  |  | 3
RAYTO | J008 | 1-8-035-127-00 | CF card 8GB |  |  | 0
RAYTO | J008 | 1-8-004-001-00 | RAY Magnet Stirrer B515 |  |  | 9
RAYTO | J008 | 11900010 | RAY Temperature sensor for testing position |  |  | 4
RAYTO | J009 | 1-5-076-048-10 | RAY Catcher arm small flat cable |  |  | 7
RAYTO | J009 | 1-2-076-009-10 | RAY Sample cup adapter V1.01 |  |  | 13
RAYTO | J010 | 1-5-076-035-10 | RAY Sampling arm big flat cable |  |  | 7
RAYTO | J010 | 1-5-076-036-10 | RAY Catcher arm big flat cable |  |  | 1
RAYTO | J010 | 1-5-076-045-10 | RAY Sampling arm small flat cable |  |  | 7
RAYTO | STAND P1 | 1-3-076-010-10 | RAY shielding cover |  |  | 0
RAYTO | STAND P1 | 2-076-001-53 | RAY MASTER CONTROL BOARD V5.3 |  |  | 3
RAYTO | STAND P1 | 1-4-081-051-10 | RAY Dust Screen |  |  | 2
RAYTO | STAND P1 | 5-081-004-00 | RAY Water inlet Filter Assembly |  |  | 1
RAYTO | STAND P1 | 1-8-076-028-10 | RAY 12V DC Power supply |  |  | 0
RAYTO | STAND P1 | 1-8-004-004-00 | RAY Electrical Auto Pipette |  |  | 1
RAYTO | STAND P1 | 2-050-001-11 | RAY Main Board |  |  | 2
RAYTO | STAND P1 | 5-081-010-00 | RAY Grating Box Assembly |  |  | 1
RAYTO | STAND P6 | 1-6-072-011-10 | RAY 4L plastic bottle |  |  | 3
LIFOTRONICS | O003 | 27004000000055 | LF HAND TIGHT JOINT VICI |  |  | 8
LIFOTRONICS | O003 | 27003000000104 | LF BIG HAND TIGHT CONNECTION |  |  | 8
LIFOTRONICS | O003 | 27003000000103 | LF SMALL HAND TIGHT CONNECTION |  |  | 13
LIFOTRONICS | O003 | 38-I02B00000021 | LF SD CARD EXTENSION CABLE |  |  | 1
LIFOTRONICS | O003 | 27003000000035 | MI RIGID TUBE CLAMP |  |  | 20
LIFOTRONICS | O003 | 27003000000036 | LF HARD PIPE THREADED JOINT |  |  | 20
LIFOTRONICS | O004 | 24I02D000000162 | LF HP PUMP CLEANING MODULE |  |  | 0
LIFOTRONICS | O004 | 04IO2D0000002 | LF SS PLUNGER ROD |  |  | 0
LIFOTRONICS | O004 | 27-0030000-00180 | LI Hand-tight Joint (VICI) |  |  | 0
LIFOTRONICS | O004 | 38-I02B000-00002 | LI Pre-filter Assembly |  |  | 0
LIFOTRONICS | O004 | 38-I02B000-00026 | LI Filter |  |  | 0
LIFOTRONICS | O005 | 24-0000000-00831 | LI Flow cell |  |  | 0
LIFOTRONICS | O005 | 27-0050000-00017 | LI Filter |  |  | 7
LIFOTRONICS | J10 | 27002040000025 | LF TWO WAY VALVE SV4,SV5,SV6,SV9,SV10 |  |  | 2
LIFOTRONICS | J10 | 04-I02D00000034 | LF REAGENT FILTER ASSEMBLY |  |  | 10
LIFOTRONICS | J10 | 27004000000109 | LF PEEK TUBE (0.25MMID) |  |  | 2
LIFOTRONICS | J10 | 38-I02D000-00007 | LI Degasser |  |  | 0
LIFOTRONICS | STAND P1 | 24-I02A000-00099 | LI Probe (non-puncture) |  |  | 0
LIFOTRONICS | STAND P1 | 27-0000000-00659 | LI Six-way Valve (Vietnam, VNM) |  |  | 0
LIFOTRONICS | STAND P1 | 38-I02D000-00017 | LI Six-way Valve (VICI) |  |  | 0
SNIBE | C02 | M07001-2 | SN Vacuum bypass pump for Diluter(With mounting bracket) |  |  | 3
SNIBE | C02 | B13046 | SN Wash Pump Assembly-1#?Wire Length 170mm? |  |  | 4
SNIBE | C02 | 115-016477-00 | MI wash well assembly |  |  | 0
SNIBE | F09 | B13004 | SN Pure Water Level Detection Unit |  |  | 3
SNIBE | F09 | B16004 | SN Tubing Of Wash Needle No.2 (In) |  |  | 10
SNIBE | F09 | B04016 | SN Reagent Probe Unit |  |  | 4
SNIBE | F09 | B12034 | SN Barcode Reader Unit |  |  | 2
SNIBE | F08 | B12018 | SN Fan Unit (Light Source Lamp) |  |  | 2
SNIBE | F08 | B10009 | SN Motor Of Washer Component |  |  | 0
SNIBE | F08 | B06001 | SN Wash Hole For Sample&Reagent Needle |  |  | 1
SNIBE | F08 | B13047 | SN Wash Pump Assembly-2#?Wire Length 220mm? |  |  | 1
SNIBE | F08 | B13048 | SN Wash Pump Assembly-3#?Wire Length 100mm? |  |  | 4
SNIBE | F08 | B13053 | SN Pure Water Heating Tank |  |  | 2
SNIBE | F07 | M04012 | SN Washing groove |  |  | 2
SNIBE | F07 | M04010-2 | SN Backtransport Loader Component |  |  | 2
SNIBE | F07 | M10000-1 | MG WASH HOLE FOR M600 |  |  | 2
SNIBE | F07 | M06001-1 | SN Synchronous connecting rod of Chamber(New design) |  |  | 5
SNIBE | F04 | B13075 | SN Water Cooling Radiator |  |  | 1
SNIBE | F04 | M07010 | SN Waste Pump |  |  | 1
SNIBE | F04 | M10022 | SN M600-02-E01 Sample Arm Interface Board |  |  | 1
SNIBE | F04 | M02006 | MG STEP MOTOR FOR INCUBATOR LOADER. WASH |  |  | 2
SNIBE | F04 | M02014 | SN Step motor for washer Loader |  |  | 3
SNIBE | F04 | M11020 | SN M800-02-E00-Sample Arm |  |  | 1
SNIBE | F04 | M11019 | SN M800-01-E00-COP |  |  | 1
SNIBE | C11 | B16002 | SN Tubing Of Wash Needle No.1 (In) |  |  | 10
SNIBE | C11 | B13049 | SN Wash Pump Assembly-4#?Wire Length 220mm? |  |  | 4
SNIBE | C11 | B16001 | SN Tubing Of Wash Needle No.1 (out) |  |  | 10
SNIBE | C11 | B16006 | SN Tubing Of Wash Needle No.3 (In) |  |  | 10
SNIBE | C11 | B16003 | SN Tubing Of Wash Needle No.2 (out) |  |  | 10
SNIBE | F05 | B13006 | SN Concentrated Waste Liquid Level Detection Unit |  |  | 3
SNIBE | F05 | B05005 | SN Pipetting Needle |  |  | 3
SNIBE | F05 | B08020 | SN Heating Belt Of Reaction Disk |  |  | 3
SNIBE | F05 | B07002 | SN Motor Of Stirring Arm |  |  | 1
SNIBE | F05 | B06005 | SN Horizontal Motor Of Sample&Reagent Arm |  |  | 1
SNIBE | F05 | B13005 | SN Light Waste Liquid Level Detection Unit |  |  | 3
SNIBE | CAJA 1 | M13000-5 | SN Tubings-set for M600 (Only for Internal tubes in analyer) |  |  | 12
SNIBE | CAJA 1 | M13000-1 | SN Tubings-set for M1000 (Only for Internal tubes in analyer) |  |  | 5
SNIBE | CAJA 1 | M13004-1 | SN Wash Liquid Tank |  |  | 4
SNIBE | CAJA 1 | M13000-6 | SN Tubings-set for M800 (Only for Internal tubes in analyer) |  |  | 7
SNIBE | D01 | M17000-13 | SN Tube of Aspirating Washer Needle to Peristaltic Pump |  |  | 0
SNIBE | D01 | B01002 | SN Base Of Sample Disk |  |  | 1
SNIBE | D01 | B13007 | SN Thin Wash Liquid Level Detection Unit |  |  | 3
SNIBE | D01 | B13073 | SN Heater For Wash Liquid |  |  | 1
SNIBE | D01 | M04003 | SN Transport Gear Rack Of Wash Station |  |  | 1
SNIBE | D01 | M08002-4 | SN Shaker for reagent mixing |  |  | 1
SNIBE | D02 | M12002-1 | SN Barcode reader |  |  | 1
SNIBE | D02 | 801-BA10-00102-00 | MI Waste Liquid Tank Cap Assembly |  |  | 1
SNIBE | D02 | 10110000201 | SN WASH STATION W60 |  |  | 1
SNIBE | D03 | M11023 | SN M800-01-E01-Power Interface |  |  | 1
SNIBE | D03 | M09001-2 | SN M600/M800 Sample rack Type I |  |  | 14
SNIBE | D03 | M09001-1 | SN M1000/M2000/M2000P/M4000/M4000P Sample rack |  |  | 15
SNIBE | D03 | M11023 | SN M800-01-E01-Power Interface |  |  | 1
SNIBE | D04 | M12011-3 | SN Liquid Level Sensor for Waste Liquid Tank |  |  | 12
SNIBE | D05 | M10001-2 | SN Wash hole for M800 |  |  | 1
SNIBE | D05 | M13001-5 | SN Tube between Pressure sensor and M6-M6 connector |  |  | 5
SNIBE | D05 | M17000-15 | SN Tube between solenoid valve and Needle(M1000) |  |  | 0
SNIBE | D05 | M130208001M | MG TUBE FROM ALTEA PUMP TO WASTE TANK AS |  |  | 4
SNIBE | D06 | M12007-2 | SN Main Power supply divice |  |  | 1
SNIBE | D06 | B17011 | SN B240-08-E01-LED Bunch Interface |  |  | 2
SNIBE | D06 | M01005-2 | SN M800-05-E05 Stacker emitter |  |  | 1
SNIBE | D06 | B17016 | SN B240-00-E00-Back Panel |  |  | 2
SNIBE | D07 | M04002 | SN M2000-03-E01-Washer Interface |  |  | 1
SNIBE | D07 | M03002-1 | SN 02-E01-Incubator interface |  |  | 1
SNIBE | D07 | B17008 | SN B600-08-E00-COP |  |  | 1
SNIBE | D07 | B17009 | SN B240-08-E00-COP Board |  |  | 1
SNIBE | D07 | B17023 | SN B240-09-E00-DCDC Panel |  |  | 1
SNIBE | D07 | B17044 | SN B240-01-E00-Sample Disk |  |  | 1
SNIBE | D07 | M03003-3 | SN Heating belt of incubator |  |  | 2
SNIBE | D07 | M03003-2 | SN Heating belt of incubator |  |  | 2
SNIBE | D08 | B16025 | SN B240P Wash Liquid Heating Tank Inlet Tube |  |  | 9
SNIBE | D08 | B16034 | SN Wash Liquid Heating Tank outlet Tube |  |  | 10
SNIBE | D08 | B16029 | SN Connector With 35#-38#-41#-43#-44# Tubes |  |  | 6
SNIBE | D08 | B16030 | SN Lamp Cooling Block - Lamp Cooling Pump Connecting Tube |  |  | 10
SNIBE | D08 | B16035 | SN Tube Between Sample&Reagent Needle And P-637 Connector |  |  | 10
SNIBE | D08 | B16032 | SN B240 Washing pump - Solenoid Valve Connecting Tube |  |  | 10
SNIBE | D09 | B16022 | SN Tubing Of Sample Peristaltic Pump (out) |  |  | 10
SNIBE | D09 | B16008 | SN Tubing Of A Standard Peristaltic Pump (out) |  |  | 10
SNIBE | D09 | M03002-2 | SN 03-E05-Incubator interface |  |  | 1
SNIBE | D09 | B17046 | SN B240-00-E03--Flow Interface Board |  |  | 1
SNIBE | D09 | B17027 | SN B240-04-E00-Reaction Disk |  |  | 2
SNIBE | D09 | M02004 | SN Positioning guiding clip for Incub.loader |  |  | 7
SNIBE | D10 | B16007 | SN Tubing Of Wash Needle No.4 (out) |  |  | 10
SNIBE | D10 | B16014 | SN Tubing Of Light Waste Liquid Tank (In) |  |  | 9
SNIBE | D10 | B16015 | SN Lamp Cooling Pump - Radiator Connecting Tube |  |  | 10
SNIBE | D11 | B16018 | SN Tubing Of Concentrated Waste Liquid Tank (In) |  |  | 9
SNIBE | D11 | B16016 | SN Lamp Cooling Pump - Radiator Connecting Tube |  |  | 10
SNIBE | F06 | M12010-1 | SN Liquid Level Sensor for System Liquid Tank |  |  | 12
SNIBE | D022 | M07004-4 | SN 06-E04-Pump Interface |  |  | 1
SNIBE | D022 | M04007 | MG STEP MOTOR FOR WASHER TRANSPORT |  |  | 1
SNIBE | D022 | M05003 | SN Step motor(with encoder) for Pusher |  |  | 1
SNIBE | E01 | B16026 | SN Tubing Of Wash Liquid Tank (out) |  |  | 0
SNIBE | E01 | B16028 | SN Tubing Of Purified Water Tank(out) |  |  | 4
SNIBE | E01 | B16005 | SN Tubing Of Wash Needle No.3 (out) |  |  | 10
SNIBE | E02 | B16017 | SN Lamp Cooling Block - Radiator Connecting Tube |  |  | 10
SNIBE | E02 | B16011 | SN Tubing Of B Standard Peristaltic Pump (In) |  |  | 10
SNIBE | E02 | B16009 | SN Tubing Of A Standard Peristaltic Pump (In) |  |  | 10
SNIBE | E03 | B16021 | SN B240 Sample Disk/Needle Washing Thin Waste Confluence Tube |  |  | 9
SNIBE | E04 | B16013 | SN B240 Pure Water Heating Tank Inlet Tube |  |  | 9
SNIBE | E04 | B16019 | SN B240 Sampling Needle - Pressure Sensor Connecting Tube |  |  | 10
SNIBE | E04 | B16010 | SN Tubing Of B Standard Peristaltic Pump (out) |  |  | 10
SNIBE | E04 | B16020 | SN B240 Pressure Sensor - Syringe Pump Connecting Tube |  |  | 10
SNIBE | E05 | B16012 | SN Pure Water Heating Tank outlet Tube(Connect wash needle) |  |  | 10
SNIBE | E05 | M13001-3 | SN Tube between Pressure sensor and Needle-New Design(M1000/M2000, and right arm of M2000P/M4000/M4000P) |  |  | 4
SNIBE | E05 | M13007-1 | SN Tube from diluter pump to clot detection-M48# |  |  | 2
SNIBE | E06 | M11023-1 | SN M600-01-E01-Power Interface |  |  | 2
SNIBE | E06 | M07011-1 | SN 2-Way Valve of Diluter |  |  | 0
SNIBE | E06 | M12002-2 | SN Barcode reader |  |  | 1
SNIBE | E06 | M12004-4 | SN Liquid Level Sensor for Starter Bottle(Float Switch) |  |  | 15
SNIBE | E07 | M11018 | SN M600-04-E00-Chamber |  |  | 1
SNIBE | E07 | M11015 | SN M600-01-E00-COP |  |  | 2
SNIBE | E07 | M16025-1 | SN Cover for Recycle bin |  |  | 2
SNIBE | E07 | M11016 | SN M600-02-E00-Sample&Reagent |  |  | 1
SNIBE | E07 | M11012 | SN M2000-06-E00-Reagent Area |  |  | 1
SNIBE | E07 | M11021 | SN M800-03-E00-Washer |  |  | 0
SNIBE | E07 | M12003-3 | SN M600-01-E02-Level Detect |  |  | 1
SNIBE | E08 | M12011-1 | SN Liquid Level Sensor for Waste Liquid Tank |  |  | 10
SNIBE | E08 | M12004-5 | SN Liquid Level Sensor for Starter Bottle(Float Switch) |  |  | 11
SNIBE | E09 | M09003-1 | SN 05-E01-Sample area interface board |  |  | 1
SNIBE | E09 | X29007 | SN X3-05-E00-Multiple Modules |  |  | 2
SNIBE | E09 | X29008 | SN X3-01-E00-COP |  |  | 1
SNIBE | E09 | M07007-3 | MG KEYTO STARTER REAGENTS PUM NEW DESING |  |  | 2
SNIBE | E09 | M11022 | SN M800-05-E00-Multiple Modules |  |  | 1
SNIBE | E09 | M11017 | SN M600-03-E00-Incubator&Washer&Pusher |  |  | 0
SNIBE | E09 | M08001-4 | SN 05-E02-Reagent area interface |  |  | 3
SNIBE | E10 | M16017 | SN Cover of starter cabin for M800 |  |  | 4
SNIBE | E10 | M07001-1 | SN Vacuum bypass pump for Diluter(With mounting bracket) |  |  | 1
SNIBE | E10 | M07001 | SN Reagent Needle Wash Pump |  |  | 3
SNIBE | E10 | M17000-16 | SN Tube of outlet liquid(M1000) |  |  | 6
SNIBE | E11 | X44014 | SN Purified Water Inlet Valve |  |  | 0
SNIBE | E11 | M09001-3 | SN M600/M800 Sample rack Type II ( for Light Check bottle ) |  |  | 5
SNIBE | E11 | M12001-1 | SN Signal cable for RFID reader -C15A |  |  | 1
SNIBE | E11 | M12001-2 | SN Signal cable for RFID reader -M8C14A |  |  | 1
SNIBE | E11 | M07014 | MG JOINT SUPPORT FOR PERISTALTIC PUMP |  |  | 1
SNIBE | E11 | M07014-1 | SN Joint support for Peristaltic Pump |  |  | 0
SNIBE | E11 | M10006-2 | SN Pipettor needle |  |  | 1
SNIBE | F10 | M09003-3 | SN M800-05-E01-Sample area interface board |  |  | 3
SNIBE | F10 | M10023-1 | SN M800-02-E03 Sample Arm Pump Interface Board |  |  | 1
SNIBE | F10 | M10015-2 | SN Motor assembly for inner arm |  |  | 1
SNIBE | F10 | M10015-1 | SN Motor assembly for inner arm |  |  | 1
SNIBE | F10 | M10016 | SN Motor assembly for outer arm |  |  | 1
SNIBE | F10 | M12005 | SN Main power switch and filter |  |  | 0
SNIBE | F10 | M08002-3 | SN Shaker for reagent mixing |  |  | 4
SNIBE | F10 | M10006-1 | SN Pipettor needle |  |  | 6
SNIBE | E013 | M06019-1 | SN Transport track extension block for chamber |  |  | 3
SNIBE | E013 | M04010-3 | SN Backtransport Loader (Slider) |  |  | 3
SNIBE | E013 | M12003-1 | SN M2000-08-E01-Level Detect |  |  | 1
SNIBE | E014 | M07006 | SN 03-E05/E06/E07-sensor for wash pump |  |  | 4
SNIBE | E014 | M06011 | SN Sealing column of starter tube(2pcs)(New design) |  |  | 6
SNIBE | E014 | M07005 | SN Gearmotor for wash pump |  |  | 2
SNIBE | E015 | M06018 | SN Inlet and outlet seal door |  |  | 9
SNIBE | E015 | M04008 | SN M2000-03-E02 Init sensor for washer lift |  |  | 0
SNIBE | E015 | M06003 | SN Glass with chamber detecting window |  |  | 4
SNIBE | E015 | M07003 | SN 3-Way valve for Wash pump |  |  | 1
SNIBE | E016 | M04011 | SN Flooding sensor cable with clip (3 clip) |  |  | 1
SNIBE | E016 | M04006 | SN 03-E03-Init sensor for Washer transport |  |  | 1
SNIBE | E016 | M04017 | SN 01-E04-Init sensor of chamber Transport(7.5mm) |  |  | 1
SNIBE | E016 | M06012 | SN Starter injector |  |  | 3
SNIBE | E016 | M06014 | SN Signal cable for PMT?680mm? |  |  | 2
SNIBE | E016 | M06019 | SN Transport track extension block for chamber |  |  | 2
SNIBE | E017 | M04016 | SN Sensor for Washer backtransport -M800 Sensor assembly for inner arm -M600 |  |  | 4
SNIBE | E017 | M06016 | SN C56/PMT Cooling +24V |  |  | 1
SNIBE | E017 | M04015 | SN Synchronous belt of backtransport-185mm |  |  | 6
SNIBE | E018 | M06004 | SN Optical filter for REF.Led |  |  | 2
SNIBE | E018 | M06002 | SN M2000-04-E01-Chamber interface |  |  | 2
SNIBE | E018 | M06020 | SN M600-04-E09-Measure Chamber Pump Interface |  |  | 1
SNIBE | E018 | M06008-2 | SN C19-04-E01(PMT)(230mm) |  |  | 2
SNIBE | E019 | B04017 | SN Horizontal Synchronous Belt of Reagent Arm |  |  | 2
SNIBE | E019 | B12019 | SN Beeper Unit |  |  | 3
SNIBE | E019 | B07018 | SN Stirring Needle |  |  | 3
SNIBE | E020 | B07020 | SN Wash Hole For Stirring Needle |  |  | 1
SNIBE | E020 | B07024 | SN Linear Slider Of Stirring Rod Arm |  |  | 1
SNIBE | E020 | B10020 | SN Transport Gear Rack Of Washer Component |  |  | 1
SNIBE | E020 | B10021 | MG COMPRESSION SPRING OF WASHER |  |  | 1
SNIBE | E020 | B10007 | SN Suction Position Sensor Of Washer Component |  |  | 1
SNIBE | E020 | B10008 | SN Initial Position Sensor Of Washer Component |  |  | 1
SNIBE | E020 | B07022 | SN Extension Spring Of Stirring Arm |  |  | 1
SNIBE | E020 | B07012 | SN DC Motor Of Stirring Needle |  |  | 1
SNIBE | E021 | B10002 | SN Washing Needle No.4 |  |  | 4
SNIBE | E021 | B10018 | SN KnurLED Step Screw |  |  | 1
SNIBE | E021 | B12036 | SN Incubator Temperature Control Switch |  |  | 2
SNIBE | E022 | B15018 | SN Filter(Pure Water Tubing And Wash Concentrate Tubing Entry) |  |  | 20
SNIBE | E022 | B15015 | SN One-Way Valve(Heating Tank Inlet Tube) |  |  | 2
SNIBE | E022 | B06002 | SN Vertical Optocoupler Of Sample & Reagent Pipetting Mechanism |  |  | 1
SNIBE | E022 | B08019 | SN Reagent Area Temperature Control Switch |  |  | 3
SNIBE | E022 | B06004 | SN Horizontal Optocoupler Of Sample & Reagent Pipetting Mechanism |  |  | 1
SNIBE | E022 | B07001 | SN Initialization Sensor Of Stirring Arm |  |  | 1
SNIBE | E022 | B08001 | SN Initialization Sensor Of Reaction Disk |  |  | 2
SNIBE | E022 | B08003 | SN Counting Sensor Of Reaction Disk |  |  | 1
SNIBE | E022 | B03001 | SN Sample&Reagent Disk Optocoupler Unit |  |  | 1
SNIBE | E022 | B03003 | SN Counting Sensor 1 Of Sample&Reagent Disk |  |  | 1
SNIBE | E022 | B03004 | SN Counting Sensor 2 Of Sample&Reagent Disk |  |  | 1
SNIBE | CAJA 1 | M13005-2 | SN Waste Liquid Tank |  |  | 1
SNIBE | F01 | M12010-3 | SN Liquid Level Sensor for System Liquid Tank |  |  | 11
SNIBE | F02 | M12011-2 | SN Liquid Level Sensor for Waste Liquid Tank |  |  | 10
SNIBE | F02 | M13003 | SN Tube of peristaltic pump ( 3 pcs) |  |  | 42
SNIBE | F02 | M13003-1 | SN Tube of Peristaltic Pump(4pcs) |  |  | 0
SNIBE | F03 | M12010-2 | SN Liquid Level Sensor for System Liquid Tank |  |  | 8
SNIBE | F03 | M12003-2 | SN M800-01-E02-Level Detect |  |  | 1
SNIBE | F03 | M08001-3 | SN 02-E04-Reagent & Sample area interface |  |  | 1
SNIBE | F03 | M12002-3 | SN Barcode reader |  |  | 1
SNIBE | F03 | M10007-1 | SN Adapter of pipettor needle |  |  | 6
SNIBE | F013 | B10001 | SN Wash Needle No.1 & 2 & 3 |  |  | 4
SNIBE | F013 | B12012 | SN Base Plate For Pump Unit( No.1 & 2 & 3 Wash Pump) |  |  | 2
SNIBE | F013 | B01006 | SN B600 05 06 STIRRING NEEDLE |  |  | 2
SNIBE | F014 | B12014 | SN Pure Water Temperature Sensor |  |  | 5
SNIBE | F014 | B03008 | SN Sample Tube Adapter(W1 & W2) |  |  | 6
SNIBE | F015 | B13059 | SN Two-Way Valve |  |  | 2
SNIBE | F015 | B09008 | SN Optical Module Signal Cable B24C40 |  |  | 1
SNIBE | F015 | B09007 | SN Optical Module Connecting Cable Of B24C18 |  |  | 1
SNIBE | F016 | B06011 | SN Compressed Spring Of Sample & Reagent Pipetting Needle |  |  | 15
SNIBE | F016 | B10016 | SN Wiping Block |  |  | 9
SNIBE | F016 | B07023 | SN Compressed Spring Of Stirrer |  |  | 1
SNIBE | F016 | M02003 | SN Heating resistance (pre-heating for 1st Pipet Area) |  |  | 1
SNIBE | F016 | B17034 | SN B240-04-E03-Stirrer Interface |  |  | 1
SNIBE | F016 | M01006 | MG STEP MOTOR FOR CUVETTE LOADER |  |  | 1
SNIBE | F016 | M10007-2 | SN Magnet for adapter |  |  | 6
SNIBE | F017 | B04010 | SN Vertical Synchronous Belt Of Reagent Arm |  |  | 2
SNIBE | F017 | B03010 | SN Synchronous Belt Of Sample&Reagent Disk |  |  | 1
SNIBE | F017 | 21060553 | MG BELT PIPETTOR |  |  | 5
SNIBE | F017 | B06006 | SN FPC Cable C6-2 For Pipettor |  |  | 1
SNIBE | F018 | M02007-2 | SN Sensor for M800 loader component (from cuvette loader to incubator) |  |  | 2
SNIBE | F018 | M02007-1 | SN Sensor for backtrans Loader-M800 |  |  | 0
SNIBE | F018 | M03001-4 | SN Synchronous belt for Chamber (M4000P) and for incubator (M600/M800) |  |  | 20
SNIBE | F019 | B17038 | SN B240-01-E01- Interface Board Of Sample Arm |  |  | 1
SNIBE | F019 | M02016 | SN Synchronous belt of Loader(M600) Synchronous belt of Loader(from incubator to washer)-M800 |  |  | 5
SNIBE | F020 | B16027 | SN Pure Water Heating Tank outlet Tube(Connect Stirring Needle) |  |  | 10
SNIBE | F020 | M04004 | SN Wash needle assembly (3 pcs) |  |  | 18
SNIBE | F020 | B17045 | SN B600-01/02/03-E03-Liquid Level Detection Board Of Sample Probe/R1/R2 |  |  | 1
SNIBE | F021 | M02007 | SN Sensor for incubator position and wash station position |  |  | 3
SNIBE | F021 | B17017 | SN B240-04-E04-Pump Interface Board |  |  | 2
SNIBE | F022 | B16033 | SN Wash Pump - Quick Connector Connecting Tube(Connect Concentrated Waste Liquid Tank) |  |  | 10
SNIBE | F022 | B16024 | SN B240 Syringe Pump - Solenoid Valve Connecting Tube |  |  | 10
SNIBE | F022 | M01001-1 | SN Synchronous belt of cuvette loader-780mm |  |  | 1
SNIBE | G013 | M02002 | SN 01-E04-Init sensor of Incub.Loader & Wash Loader&chamber lift |  |  | 1
SNIBE | G013 | M02009-1 | SN M800-05-E07-Sample loader interface |  |  | 1
SNIBE | G013 | B17041 | SN B240-01-E02- Interface Board Of Sample Disk |  |  | 1
SNIBE | G013 | B17024 | SN B240-04-E02-Reaction Disk Interface |  |  | 2
SNIBE | G013 | M02008-1 | SN M600-03-E08-Loader interface |  |  | 1
SNIBE | G013 | M02010-1 | SN M800-05-E06-Wash loader interface |  |  | 2
SNIBE | G014 | B12033 | SN Pressure Sensor Component |  |  | 3
SNIBE | G014 | M04005-5 | SN Turning block |  |  | 2
SNIBE | G014 | B16023 | SN Tubing Of Sample Peristaltic Pump (In) |  |  | 10
SNIBE | G015 | B17037 | SN B240-04-E01-Washer Interface Board |  |  | 1
SNIBE | G015 | B17048 | SN B240-01-E04-Syringe Interface |  |  | 1
SNIBE | G015 | M02005 | MG TEMPERATURE SENSOR |  |  | 2
SNIBE | G015 | B17033 | SN B240-01-E03-Probe Interface |  |  | 1
SNIBE | G015 | M02006-3 | SN Step motor for Backtrans Loader |  |  | 0
SNIBE | G015 | M08005-1 | SN Magnetism switch (for reagent area door sensor) |  |  | 3
SNIBE | G015 | M12004-3 | MAG CABLE OF LIQUID LEVEL SENSOR FOR STA |  |  | 5
SNIBE | G016 | M12004-2 | MAG CABLE OF LIQUID LEVEL SENSOR FOR STA |  |  | 3
SNIBE | G016 | M12004-1 | MG CABLE OF LIQUID LEVEL SENSOR FOR |  |  | 4
SNIBE | G017 | M10033 | SN Synchronous belt of Pipettor-175mm |  |  | 1
SNIBE | G017 | M10011-2 | SN Synchronous belt of X axis-2600 |  |  | 2
SNIBE | G017 | M10011-1 | SN Synchronous belt of X axis-2140 |  |  | 2
SNIBE | G018 | M10023-2 | SN M600-02-E03 Sample Arm Pump Interface Board |  |  | 1
SNIBE | G018 | M10007-3 | SN Guide for adapter |  |  | 6
SNIBE | G018 | M09004-1 | SN Sample Area door magnetic sensor |  |  | 2
SNIBE | G018 | M12001 | SN RFID Reader |  |  | 1
SNIBE | G018 | M08007 | SN 06-E02-Shaker Moniter |  |  | 1
SNIBE | G018 | M10004 | SN 07-E03 E05 Z driver PCB (Also for LLD function) |  |  | 2
SNIBE | G019 | M07011-2 | SN 2-Way Valve of Diluter |  |  | 2
SNIBE | G019 | M10030 | SN M800-02-E07-optocoupler arm |  |  | 1
SNIBE | G019 | M08005-2 | SN Magnetism switch For reagent area door(M600/M800/M2000P/M4000) For sample Area door(M600/M800/M4000P) |  |  | 4
SNIBE | G019 | M12009 | MG LIQUID LEVEL SENSOR FOR STARTER BOTTL |  |  | 1
SNIBE | G019 | M10029 | SN Sensor assembly for outer arm |  |  | 1
SNIBE | G019 | M10028 | SN Sensor assembly for Z axis |  |  | 1
SNIBE | G019 | M10024 | SN Lock Nut and Spring for Pipettor needle |  |  | 1
SNIBE | G019 | M10019 | SN M600-02-E06 Needle interface board |  |  | 5
SNIBE | G020 | M10034 | SN Synchronous belt of Pipettor-180mm |  |  | 3
SNIBE | G020 | M09002 | SN M2000-05-E02-Sample Area door sensor interface |  |  | 1
SNIBE | G020 | M07015 | SN Rod for Peristaltic Pump |  |  | 1
SNIBE | G021 | M10012 | SN Synchronous belt of Y axis-1185 |  |  | 3
SNIBE | G021 | M14001 | SN Spring for washer channel block (5 pcs) |  |  | 5
SNIBE | G021 | M14001-1 | SN Oblique Guide Pad Spring(5pcs) |  |  | 5
SNIBE | G021 | M14003 | SN PMT O-Ring (5pcs) |  |  | 4
SNIBE | G021 | M14002 | SN Guide wheel of loader (2pcs) |  |  | 2
SNIBE | G022 | M03001-1 | SN Synchronous Belt for incubator (M1000/M2000/M2000P) and for cuvette loader (M800) |  |  | 7
SNIBE | G022 | M14001-2 | SN Compressed spring for Waste pump |  |  | 0
SNIBE | H013 | M06001 | SN Synchronous belt for Loader(from cuvette loader to incubator)-M800 and for Chamber Transport(Except M4000P) |  |  | 17
SNIBE | H013 | M05002 | SN M2000-02-E03-Init sensor for Pusher |  |  | 2
SNIBE | H015 | X19017 | SN Washer Injection Needle(3pcs) |  |  | 1
SNIBE | H015 | X19020 | SN Washer Waste Needle(4pcs) |  |  | 4
SNIBE | H016 | X22016 | SN Pipettor X-Y Flat Cable |  |  | 1
SNIBE | H016 | X07033 | SN Reagent Needle |  |  | 1
SNIBE | H016 | X27011 | SN Washer Suction Needle Tubing(4pcs) |  |  | 1
SNIBE | H017 | B13067 | SN Sample Needle Wash Pump Or Waste Pump |  |  | 1
SNIBE | H017 | X21012 | MG SPRING |  |  | 14
SNIBE | H017 | X03007 | SN Chamber Lqiuid Detect Rod |  |  | 1
SNIBE | H017 | X03008 | SN Chamber Waste Needle |  |  | 1
SNIBE | H017 | X17010 | SN Wash Cup O-Ring |  |  | 5
SNIBE | H017 | X22021 | SN Pipettor Needle Wash Valve |  |  | 1
SNIBE | H018 | M05005 | SN Synchronous belt for cuvette holder |  |  | 12
SNIBE | H019 | M01002 | SN Reflex sensor with wiring |  |  | 3
SNIBE | H019 | B08004 | SN Temperature Sensor(Reaction Disk) |  |  | 5
SNIBE | H019 | M07012 | SN Pressure sensor(Clot detection) |  |  | 0
SNIBE | H020 | M16024-1 | SN Pneumatic Spring |  |  | 9
SNIBE | H021 | M10020 | SN M600-02-E02 LLD function board |  |  | 3
SNIBE | H021 | B06007 | SN Sample&Reagent Pipetting Needle |  |  | 0
SNIBE | H022 | M05001 | SN M2000-02-E02-Pusher Interface |  |  | 2
SNIBE | H022 | M06006 | SN Step motor for Chamber Lift(with encoder) |  |  | 1
SNIBE | H022 | M06005 | SN Step motor for Chamber Transport (for Synchronous belt drives ) |  |  | 2
SNIBE | I013 | M06015 | SN Flat cable of BLUE-LED interface board(250mm) |  |  | 1
SNIBE | I013 | M07004-1 | SN Chamber Inject Pump |  |  | 9
SNIBE | I014 | X23017 | SN Washer Waste Needle 2 and 3 Valve |  |  | 1
SNIBE | I014 | X23016 | SN Washer Waste Needle 1 and 4 Valve |  |  | 1
SNIBE | I014 | X23015 | SN Washer Waste Needle 1 and 4 Wash Pump |  |  | 1
SNIBE | I014 | X23014 | SN Washer Waste Needle 2 and 3 Wash Pump |  |  | 1
SNIBE | I015 | B03013 | SN Sample&Reagent Disk Temperature Sensor Unit |  |  | 4
SNIBE | I015 | M06009 | SN Liquid detection sensor cable for chamber |  |  | 8
SNIBE | D01 | M06010-1 | SN Chamber Lift(With chamber detecting window and sensor cable ) |  |  | 0
SNIBE | I016 | M08003-2-N | MG Peltier 5A (reagent area & PMT compon |  |  | 8
SNIBE | M007 | B15026 | SN Reagent Bottlt-50Ml(5 pcs) |  |  | 0
SNIBE | ESQ. HAB | X05044 | SN Upgrade Package of X8 Sample Arm |  |  | 1
SNIBE | CAJA 1 | M13004-2 | SN Wash Liquid Tank |  |  | 1
SNIBE | STAND P4 | M13011 | SN Cap for Wash Liquid Tank(With hole) |  |  | 10
SNIBE | STAND P4 | M07002-1 | SN Wash pump assembly(For wash pump 1&2) Wash pump assembly(For wash pump 1&2&3-M4000P ) |  |  | 1
SNIBE | STAND P4 | M07007-1 | SN Starter reagents pump |  |  | 4
SNIBE | STAND P4 | M07007-2 | SN Starter reagents pump |  |  | 2
SNIBE | STAND P4 | M07008-1 | SN Diluter Pump of Pipettor |  |  | 2
SNIBE | STAND P4 | B13016 | SN BC1200 Three Valve Component |  |  | 2
SNIBE | STAND P4 | B03002 | SN Sample&Reagent Disk Motor |  |  | 1
SNIBE | STAND P4 | B06003 | SN Vertical Motor Of Sample&Reagent Arm |  |  | 1
SNIBE | STAND P4 | M07008-2 | SN Diluter Pump of Pipettor |  |  | 1
SNIBE | STAND P4 | B08002 | SN Reaction Disk Motor |  |  | 1
SNIBE | STAND P4 | B09009 | SN Optical System |  |  | 1
SNIBE | STAND P4 | M08006 | MG STEP MOTOR FOR SHAKER |  |  | 1
SNIBE | STAND P4 | M07002-2 | SN Wash pump assembly(For wash pump 3) |  |  | 0
SNIBE | STAND P4 | B13076 | SN BC1200 Vacuum Pump (Single) Unit |  |  | 1
SNIBE | STAND P4 | M08001-1 | SN 06-E01-Reagent area interface |  |  | 0
SNIBE | STAND P4 | M12007-1 | SN Main Power supply divice |  |  | 1
SNIBE | STAND P4 | B07010 | MG STIRRING |  |  | 1
SNIBE | STAND P4 | M06008 | SN PMT component(With cooling module) |  |  | 1
SNIBE | ENCIMA DEL MUEBLE | M13005-1 | SN Waste Liquid Tank |  |  | 4
SNIBE | STAND P4 | B15008-8 | MG CUVETTE FOR B240P (UNIDAD) |  |  | 8
SNIBE | STAND P4 | M06007 | SN Chamber cover(With Blue LED) |  |  | 2
SNIBE | STAND P4 | M08002-1 | SN Shaker for reagent mixing |  |  | 5
SNIBE | STAND P4 | M10013 | SN Z gear rod |  |  | 1
SNIBE | STAND P4 | M04001-2 | SN Washer Base Component without Washer Lift |  |  | 1
SNIBE | STAND P4 | B14020 | SN Pneumatic Spring Rod |  |  | 5
SNIBE | STAND P4 | B08014 | SN Cover For Reaction Disk |  |  | 2
SNIBE | STAND P4 | B03005 | SN Cover Of Reagent Disk |  |  | 1
SNIBE | STAND P4 | M08001-2 | SN 06-E01-Reagent area interface |  |  | 1
SNIBE | STAND P4 | M08002-2 | SN Shaker for reagent mixing |  |  | 1
SNIBE | STAND P4 | B15017 | SN Light Source Lamp Unit |  |  | 22
SNIBE | STAND P4 | M06000 | SN Chamber component(Without Chamber cover and PMT) |  |  | 0
SNIBE | STAND P4 | X19016 | SN X3-03-E05-Washer Liq Detect Join Interface |  |  | 1
SNIBE | STAND P6 | B15016 | SN Light Waste Liquid Tank |  |  | 2
SNIBE | STAND P6 | M17000-17 | SN Tube of draining condensed water in sample and reagent area |  |  | 0
SNIBE | STAND P6 | M17000-1 | SN Tube of starter pump (in)-M800 |  |  | 0
SNIBE | STAND P6 | M17000-3 | SN Tube of inlet liquid(M800) |  |  | 0
SNIBE | STAND P6 | M17000-8 | SN Tube between solenoid valve and Needle(M800) |  |  | 0
SNIBE | STAND P6 | M17000-2 | SN Tube of starter pump (out) |  |  | 0
SNIBE | STAND P6 | M17000-7 | SN Tube of outlet liquid(one hole changes two holes) |  |  | 0
SNIBE | STAND P6 | M17000-9 | SN Tube of draining condensed water in sample and reagent area(M800) |  |  | 0
SNIBE | STAND P6 | M17000-10 | SN Tube in Pipettor assembly |  |  | 0
SNIBE | STAND P6 | M17000-11 | SN Tube of starter pump (in) |  |  | 0
SNIBE | STAND P6 | M17000-14 | SN Tube of inlet liquid(M1000) |  |  | 0
SNIBE | STAND P6 | M17000-18 | SN Tube of inlet liquid(M2000) |  |  | 0
SNIBE | STAND P6 | M17000-19 | SN Tube between solenoid valve and Needle(M2000) |  |  | 0
SNIBE | STAND P6 | M17000-20 | SN Tube of outlet liquid(M2000) |  |  | 0
SNIBE | STAND P6 | M17000-32 | SN Tube of outlet liquid(M600) |  |  | 0
SNIBE | STAND P6 | M17000-33 | SN Tube between solenoid valve and Needle(M600) |  |  | 0
SNIBE | STAND P6 | M17000-36 | SN Tube in Pipettor assembly (M600) |  |  | 0
SNIBE | STAND P6 | M17000-39 | SN Tube of starter pump (in)-M600 |  |  | 1
SNIBE | STAND P6 | M17000-4 | SN Tube of Aspirating Washer Needle to Peristaltic Pump |  |  | 0
SNIBE | STAND P6 | M17000-34 | SN Tube of draining condensed water in sample and reagent area(M600) |  |  | 0
WESCOR | A01 | RP-514 | ELI LCD Screen Assembly, Aerospray 7XX2 |  |  | 2
WESCOR | A02 | RP-147 | ELI Drive motor assembly for Aerospray and Cytopro |  |  | 1
WESCOR | A02 | 55-0104-02 | ELI MEMBRANE SWITCH LABEL |  |  | 1
WESCOR | A02 | SS-255 | ELI MACRODUCT CORREA PEQ 14 cm |  |  | 15
WESCOR | A02 | RP-488 | ELI TC Head for Vapro 5600/5 > S/N 0715 |  |  | 0
WESCOR | A03 | RP-584 | ELI DISPLAY CABLE |  |  | 4
WESCOR | A03 | RP-359 | ELI Nandoduct® Electrode Cable Set Assembly |  |  | 0
WESCOR | A03 | RP-208 | ELI 150 inch/PK Tubing, Aerospray |  |  | 2
WESCOR | A03 | RP-536 | ELI Clean Solenoid Vapro 5600 |  |  | 0
WESCOR | A04 | SS-257 | ELI MACRODUCT LARGE STRAP |  |  | 10
WESCOR | A04 | RP-496 | ELI Solenoid Valve, A-Line 7720/1 white 2-way |  |  | 9
WESCOR | A04 | RP-318 | ELI Encoder for drive motor, Aerospray/Cytopro |  |  | 1
WESCOR | A05 | RP-311 | ELI 5/PK Hose assembly for reagent bottle,Aerospray |  |  | 8
WESCOR | A05 | RP-259 | ELI 5.25" Precision Norprene (A 60 G)Tubing Aerospray |  |  | 8
WESCOR | A06 | RP-309 | ELI 20/PK O-ring for nozzle, Aerospray |  |  | 352
WESCOR | A06 | RP-504 | ELI 5L Reagent Bottle Level Detect Assmebly with cable, Aerospray |  |  | 3
WESCOR | A06 | 331491-02 | ELI DISPALY CABLE |  |  | 2
WESCOR | A07 | AC-113 | ELI POWER SUPPLY FOR AC 111 |  |  | 2
WESCOR | A07 | RP-507 | ELI PCBA Computer, Aerospray 7XX2 |  |  | 3
WESCOR | A08 | RP-260 | ELI 5.5" Precision Norprene (A 60 G)Tubing Aerospray |  |  | 9
WESCOR | A08 | RP-527 | ELI SOLENOIDE VALVE B LINE7320/1 |  |  | 6
WESCOR | A08 | RP-518 | ELI Nozzle Cleaning Strainer, Aerospray |  |  | 9
WESCOR | A08 | SS-258 | ELI MACRODUCT STRAP X LARGE (39 CM) |  |  | 10
WESCOR | A09 | RP-343 | ELI s/n < *0477, Electrode Cable Set for Nanoduct |  |  | 3
WESCOR | A09 | RP-299 | ELI 4/PK Check Valve, Aerospray Solenoid |  |  | 18
WESCOR | A09 | RP-315 | ELI Display assembly for Aerospray/Cytopro |  |  | 2
WESCOR | A09 | SS-257 | ELI MACRODUCT LARGE STRAP |  |  | 10
WESCOR | A09 | SS-259 | ELI MACRODUCT STRAP SET S M L X XL |  |  | 2
WESCOR | A09 | SS-269 | ELI STRAP SET 18EA MACRO ADV FOR ELECTROD |  |  | 2
WESCOR | B04 | RP-357 | ELI Nandoduct® Pos (+) Red Holder, Qty 1 |  |  | 30
WESCOR | B04 | RP-294 | ELI 2/PK Hinge Assembly for Aerospray Lid |  |  | 5
WESCOR | B04 | RP-383 | ELI Macroduct® Electrode Cable Assembly |  |  | 5
WESCOR | B04 | RP-307 | ELI Vent hose, Aerospray |  |  | 10
WESCOR | B05 | RP-505 | ELI Power Supply, Aerospray 7XX2 |  |  | 1
WESCOR | B05 | AC-069 | ELI PUMP PRIMER FOR AEROSPRAY |  |  | 2
WESCOR | B05 | AC-064 | ELI SAMPLE HOLDER 7*25mm FOR 5600 |  |  | 0
WESCOR | B05 | SS-256 | ELI MACRODUCT CORREA MED x 1 |  |  | 11
WESCOR | B05 | RP-181 | ELI Drive hub, universal, 12/30 place, Aero/Cyto |  |  | 2
WESCOR | B05 | RP-473 | ELI Load Cell Assembly 7XX1 Aerospray |  |  | 2
WESCOR | B03 | RP-300 | ELI AEROSPRAY LID SEAL (BOWL GASKET) |  |  | 2
WESCOR | B03 | RP-515 | ELI Imbalance Sensor, Aerospray 7XX2 |  |  | 3
WESCOR | B03 | RP-349 | ELI MAIN PCBA (DEALERS ONLY) S/N *0477 |  |  | 1
WESCOR | A013 | RP-494 | ELI INERT SOLENOIDE VALVE |  |  | 1
WESCOR | A013 | RP-332 | ELI Lid latch for Aerospray/Cytopro |  |  | 1
WESCOR | A013 | RP-381 | ELI Macroduct® Black Electrode Strap, Qty 1 |  |  | 17
WESCOR | A014 | 55-5069-01 | ELI LABEL bMx STAINER HUB |  |  | 2
WESCOR | A014 | RP-194 | ELI NOZZLE HOUSING |  |  | 2
WESCOR | A014 | RP-345 | ELI Mixer Insert for nozzle, Aerospray |  |  | 12
WESCOR | A014 | RP-347 | ELI CASE LATCH FOR |  |  | 1
WESCOR | A015 | RP-195 | ELI NOZZLE HOUSING |  |  | 1
WESCOR | A015 | SS-231 | ELI SENSOR CELL FOR |  |  | 1
WESCOR | A015 | RP-483 | ELI Measurement Electrode, ChloroChek |  |  | 3
WESCOR | A015 | RP-482 | ELI Silver Cathode (Black, ChloroChek |  |  | 3
WESCOR | A015 | RP-481 | ELI Silver Anode (Red), ChloroChek |  |  | 3
WESCOR | A015 | RP-382 | ELI Macroduct® Red Electrode Strap, Qty 1 |  |  | 17
WESCOR | A016 | RP-186 | ELI Drain/Vent spigot repair kit for Aerospray |  |  | 1
WESCOR | A016 | RP-474 | ELI Waste container adapter for Aerospray, no level detect |  |  | 3
WESCOR | A016 | AC-203 | ELI Macroduct® Advanced Electrode Cable Assembly |  |  | 1
WESCOR | A017 | RP-493 | ELI Solenoid Valve, White 3-way |  |  | 1
WESCOR | A018 | RP-292 | ELI Magnetic Sensor PCBA for Aerospray Lid |  |  | 4
WESCOR | A018 | RP-500 | ELI Paper test slides, 1 inch x 3 inch paper, 100 pieces |  |  | 0
WESCOR | A019 | SS-142 | ELI MACRODUCT RECOLECTOR X 1 |  |  | 10
WESCOR | A019 | SS-142-ND | ELI MACRODUCT COLLECTOR |  |  | 2
WESCOR | A019 | RP-472 | ELI Nozzle inserts and hex wrench,pack of 6 inserts |  |  | 2
WESCOR | A019 | RP-353 | ELI Nandoduct® Attachment Strap Retainer Post, Qty 1 |  |  | 19
WESCOR | A020 | RP-275 | ELI Aerospray Barb Fitting Repair Kit |  |  | 0
WESCOR | A020 | SS-258 | ELI MACRODUCT STRAP X LARGE (39 CM) |  |  | 10
WESCOR | A021 | RP-358 | ELI Nandoduct® Neg (-) Black Holder, Qty 1 |  |  | 29
WESCOR | A022 | RP-308 | ELI Nozzle/o-ring assy, SS, for Aerospray |  |  | 5
WESCOR | A022 | RP-350 | ELI Cleaning Adaptor for AC-111 |  |  | 1
WESCOR | A022 | RP-293 | ELI Magnetic Sensor PCBA for Aerospray Bowl |  |  | 4
WESCOR | B01 | RP-354 | ELI Nandoduct® Electrode Strap, Small, Qty 1 |  |  | 23
WESCOR | B01 | RP-355 | ELI Nandoduct® Electrode Strap, Medium, Qty 1 |  |  | 14
WESCOR | B01 | RP-356 | ELI Nandoduct® Electrode Strap, Large, Qty 1 |  |  | 19
WESCOR | STAND P2/B002 | RP-529 | ELI PCBA Solenoid 7722 |  |  | 2
WESCOR | B02 | RP-585 | ELI Lid Lock Assembly, Aerospray 7XX2 |  |  | 0
WESCOR | B02 | RP-171 | ELI Pickup tube assy for 5-liter bottle,Aerospray, no level detect |  |  | 5
WESCOR | B02 | RP-215 | ELI Pump Assembly for Aerospray |  |  | 0
WESCOR | B02 | RP-499 | ELI Nozzle with mixing insert, Aerospray |  |  | 7
WESCOR | B02 | RP-066 | ELI Macroduct Tubing Nippers |  |  | 3
WESCOR | B02 | RP-065 | ELI Sweat Dispenser for Sweat-Check |  |  | 7
WESCOR | B013 | RP-509 | ELI PCBA LID AND CAROUSEL SENSOR |  |  | 5
WESCOR | B014 | RP-475 | ELI Aerospray Nozzle Indicat Label, 6 Nozzles |  |  | 10
WESCOR | STAND P2 | AC-160 | ELI CYTOPRO ROTOR |  |  | 1
WESCOR | STAND P2 | AC-189 | ELI 30 SLIDE VENTED CAROUSEL |  |  | 5
WESCOR | STAND P2 | RP-528 | ELI Front Panel Assembly, 7722 |  |  | 1
WESCOR | STAND P2 | RP-511 | ELI Front Panel Assembly, 7322 |  |  | 1
WESCOR | STAND P2 | RP-524 | ELI Front Panel Assembly, 7152 |  |  | 1
WESCOR | STAND P2 | AC-184 | ELI AEROSPRAY NOZZLE MAINTENANCE KIT |  |  | 1
WESCOR | STAND P2 | AC-188 | ELI 12 SLIDE VENTED CAROUSEL |  |  | 3
WESCOR | STAND P2 | RP-471 | ELI 4-Position bottle tray, Aerospray 7121 and 7151 |  |  | 1
WESCOR | STAND P2 | RP-470 | ELI 5-Position bottle tray, Aerospray 7XX1 and 7XX2 |  |  | 2
WESCOR | STAND P2 | RP-506 | ELI PCBA Main, Aerospray 7XX2 |  |  | 2
WESCOR | STAND P2 | RP-513 | ELI Left Panel Assembly, Aerospray 7XX2 |  |  | 1
WESCOR | STAND P2 | SS-270 | ELI STRAP SET 180EA MACRO ADV FOR ELECTRO |  |  | 2
WESCOR | STAND P2 | SS-029C | ELI SOL LIMP BOQUILLAS CON x 250 mL |  |  | 0
WESCOR | STAND P6 | AC-038 | ELI 5L SPACE SAVER CONTAINER WITH CAP |  |  | 3
WESCOR | STAND P6 | AC-072 | ELI 5L REAGENT BOTTLE ASSY W/BARB FITTING |  |  | 1
WESCOR | STAND P6 | AC-043-05 | ELI REAGENT BOTTLE/CAP 500ML |  |  | 0
ZECEN | J09 | NSAC011 | ZC FLOWCELL |  |  | 7
ZECEN | J09 | NSAC032 | ZC Pump head |  |  | 4
ZECEN | J09 | NSAC022 | ZC Sample aspirate key |  |  | 7
ZECEN | J09 | NSAC019 | ZC Waste tube |  |  | 34
ZECEN | J09 | NSAC018 | ZC Siping tube |  |  | 30
ZECEN | J09 | NSAC013 | ZC Peltier |  |  | 2
ZECEN | J09 | NSAC016 | ZC Pump Motor |  |  | 4
ZECEN | J09 | NSAC009 | ZC Filter motor |  |  | 4
ZECEN | M006 | NSAC003 | ZC Filter 405 |  |  | 2
ZECEN | M006 | NSAC004 | ZC Filter 450 |  |  | 2
ZECEN | M006 | NSAC005 | ZC Filter 510 |  |  | 1
ZECEN | M006 | NSAC006 | ZC Filter 546 |  |  | 2
ZECEN | M006 | NSAC023 | ZC Heat control moard |  |  | 1
ZECEN | M007 | NSAC030 | ZC Power adapter |  |  | 2
ZECEN | M007 | NSAC007 | ZC Filter 578 |  |  | 2
ZECEN | M007 | NSAC008 | ZC Filter 630 |  |  | 2
ZECEN | M008 | NSAC029 | ZC bump tube |  |  | 11
ZECEN | M009 | NSAC017 | ZC Telfon tube |  |  | 41
ZECEN | M010 | NSAC025 | ZC Fan |  |  | 5
ZECEN | N001 | NSAC024 | ZC SK3002b1 heat block |  |  | 1
ZECEN | N002 | NSAC012 | ZC Fan |  |  | 1
ZECEN | N002 | NSAC028 | ZC Print head |  |  | 3
ZECEN | N002 | NSAC002 | ZC Filter 340 |  |  | 4
ZECEN | N002 | NSAC001 | ZC Optical switch |  |  | 3
ZECEN | N003 | NSAC010 | ZC Lamp |  |  | 24
ZECEN | N004-N005 | NSAC010-2 | ZC LAMP NUEVA |  |  | 19
ZECEN | STAND P2 | NSAC030 | ZC Power adapter |  |  | 2
ZECEN | STAND P2 | NSAC020 | ZC Main Board |  |  | 2
ZECEN | P010 | NSAC027 | ZC LCD (NSAC033) |  |  | 3
77 ELEKTRONIKA | I10 | S-UPA4408231 | 77EK MEASURING HEAD ASSEMBLY |  |  | 1
77 ELEKTRONIKA | I10 | S-56T25240 | 77E GEARBELT FOR ROBOT X |  |  | 3
77 ELEKTRONIKA | I10 | S-56T50185 | 77EK GEARBELT FOR RACK MOVER SPREADER |  |  | 2
77 ELEKTRONIKA | I10 | S-URM11151 | 77E RACK ADAPTER (100pcs) |  |  | 90
77 ELEKTRONIKA | I10 | S-UPA4423003 | 77E WASHING HOUSE (W/ O-RING AND CONNECTIONS) |  |  | 0
77 ELEKTRONIKA | J06 | S-ALT4590441 | 77EK ASPIRATION PUMP ASSY |  |  | 1
77 ELEKTRONIKA | J07 | S-56T50475 | 77E GEARBELT FOR RACK MOVER SPREADER |  |  | 2
77 ELEKTRONIKA | J07 | S-56T51215 | 77E GEARBELT FOR RACK MOVER UNIT |  |  | 5
77 ELEKTRONIKA | J07 | URS-980406-1 | 77EK FRONT CUVETTE RAIL |  |  | 1
77 ELEKTRONIKA | J07 | URS-4513-1 | 77EK CENTR/FUGE MOTOR |  |  | 2
77 ELEKTRONIKA | J07 | URS-4303-3 | 77EK ROBOT CONTROL CARD |  |  | 1
77 ELEKTRONIKA | J04 | URS-4305-3 | 77EK MICROSCOPE CONTROL CARD |  |  | 2
77 ELEKTRONIKA | J04 | S-URS44951 | 77E MICROSCOPE SETTING TOOL |  |  | 0
77 ELEKTRONIKA | J04 | URS-980155-1 | 77EK WASHING CONTROL CARD |  |  | 5
77 ELEKTRONIKA | J04 | URS980151-1 | 77EK ROBOT CONTROL CARD |  |  | 1
77 ELEKTRONIKA | J05 | URS-980219-1 | 77EK SUCTION VALVE |  |  | 0
77 ELEKTRONIKA | J05 | S-UPA1700272 | 77E PIPE PTFE 4/2 (IN3) WITH FITTINGS |  |  | 3
77 ELEKTRONIKA | J05 | S-URS4471004 | 77E MICROSCOPE LAMP UNIT |  |  | 1
77 ELEKTRONIKA | J05 | UAZ-980113-1 | 77EK FIBER OPTIC CAR |  |  | 1
77 ELEKTRONIKA | J03 | S-URS4457003 | 77E ROTOR |  |  | 1
77 ELEKTRONIKA | J03 | URS-980184-1 | 77EK PUSHING ARM MOTOR |  |  | 2
77 ELEKTRONIKA | J03 | URS-4529-3 | 77EK ROBOT X MOTOR |  |  | 1
77 ELEKTRONIKA | J03 | S-URS42038 | 77E CENTRIFUGE CONTROL CARD |  |  | 1
77 ELEKTRONIKA | J03 | S-URS43026 | 77E WASHER CONTROL CARD |  |  | 1
77 ELEKTRONIKA | J03 | S-URS43016 | 77E FEEDER CONTROL CARD URS1 URS2 |  |  | 1
77 ELEKTRONIKA | J01 | S-URSPMKIT | 77EK MAINTENCE KIT URS3 FL |  |  | 2
77 ELEKTRONIKA | J01 | S-UPAPMKIT4 | 77EK MAINTENCE KIT LUM2FL |  |  | 5
77 ELEKTRONIKA | J01 | URS-4609-1 | 77EK BUS CABLE |  |  | 5
77 ELEKTRONIKA | J02 | S-UPA0235072 | 77E WASTE BIN (PLASTIC) |  |  | 0
77 ELEKTRONIKA | J02 | S-URS43056 | 77E MICROSCOPE CONTROL CARD |  |  | 1
77 ELEKTRONIKA | J02 | S-UPA42121 | 77E LEVEL SENSOR RECEIVER |  |  | 3
77 ELEKTRONIKA | J02 | S-UPA1700521 | 77E PIPE PTFE 2/1 (IN4) WITH FITTINGS IN CHAIN |  |  | 3
77 ELEKTRONIKA | J02 | S-URS-4469002 | 77EK RACK ALIGNER UNIT |  |  | 1
77 ELEKTRONIKA | I11 | S-URS4532002 | 77EK WASTE SENSOR |  |  | 2
77 ELEKTRONIKA | I11 | S-UPA43061 | 77EK STRIP FORWARDER AND MEASURING HEAD |  |  | 2
77 ELEKTRONIKA | N006 | S-URS4441041 | 77E SAMPLE PLATE |  |  | 2
77 ELEKTRONIKA | N006 | UAZ-0354-5 | 77EK RACK PULLER TONGUE |  |  | 1
77 ELEKTRONIKA | N006 | S-URS4420011 | 77EK REFERENCE CUVETTE |  |  | 1
77 ELEKTRONIKA | N006 | URS-980179-1 | 77EK TONGUE (WITRH 2 BORES) |  |  | 6
77 ELEKTRONIKA | N006 | S-URS01022 | 77E MIRROR (AL) |  |  | 2
77 ELEKTRONIKA | N006 | S-ACS4641121 | 77EK CABLE PIPETTE HEAD |  |  | 1
77 ELEKTRONIKA | N007 | S-URS4415003 | 77E BACK CUVETTE GUIDE RAIL |  |  | 2
77 ELEKTRONIKA | N007 | S-UD24503002 | 77EK OPTIKA MODUL V5 |  |  | 0
77 ELEKTRONIKA | N007 | 55FV2B10 | 77EK WATER FILTER (FV 2B 10) |  |  | 2
77 ELEKTRONIKA | N007 | S-ALT4560091 | 77E SENSOR OPTO ASSY L350 |  |  | 6
77 ELEKTRONIKA | N008 | URS-980266-1 | 77EK CENTRIFUGE ARM |  |  | 1
77 ELEKTRONIKA | N008 | URS-4516-1 | 77EK BACK CUVETTE GUIDE RAIL SENSOR |  |  | 1
77 ELEKTRONIKA | N008 | UAZ-4218-4 | 77EK SENSOR (WITHOUT CABLE) |  |  | 3
77 ELEKTRONIKA | N008 | S-URS4400901 | 77EK MICROSCOPE ARM |  |  | 1
77 ELEKTRONIKA | N008 | S-UPA07141 | 77E FLAT CABLE MEASURING HEAD |  |  | 1
77 ELEKTRONIKA | N008 | URS-B213-1 | 77EK MICROSCOPE X INJECTION TOOL |  |  | 3
77 ELEKTRONIKA | N009 | S-URS04042 | 77E FRONT CUVETTE RAIL SPRING |  |  | 12
77 ELEKTRONIKA | N009 | S-ALT4550211 | 77EK STRIP PRESENCE SENSOR |  |  | 1
77 ELEKTRONIKA | N009 | 562X15VI | 77EK O RING FOR PIPETTE NEEDLE |  |  | 4
77 ELEKTRONIKA | N009 | S-ALT4570061 | 77EK RACK POSITION SENSOR (INFRARED) |  |  | 1
77 ELEKTRONIKA | N009 | URS-4207-4 | 77EK BARCODE PRINTED CIRCUIT |  |  | 1
77 ELEKTRONIKA | N010 | S-56125X10 | 77E O-RING FOR HAMILTON SYRINGE |  |  | 10
77 ELEKTRONIKA | N010 | S-UAZ42321 | 77E WASTE BIN SENSOR |  |  | 3
77 ELEKTRONIKA | O001 | S-UPA0931396 | 77EK SPRING RIGHT |  |  | 8
77 ELEKTRONIKA | O001 | S-55EK08X6 | 77E TUBE REDUCING STRAIGHT FITTING 6/8MM ? |  |  | 3
77 ELEKTRONIKA | O001 | S-UPA4402144 | 77E STRIP ORIENTATION SENSOR |  |  | 0
77 ELEKTRONIKA | O002 | UA24202-4 | 77EK ASSEMBLED DRIVE PCB |  |  | 1
77 ELEKTRONIKA | O002 | UAZ-980107-1 | 77EK RACK ALIGNER SPRING |  |  | 4
77 ELEKTRONIKA | O002 | URS-980152-1 | 77EK PERISTALTIC PUMP UNIT |  |  | 4
77 ELEKTRONIKA | O002 | UA2-980101-1 | 77EK STRAINER SPRING |  |  | 3
77 ELEKTRONIKA | O002 | URS-980195-2 | 77E PUSHING ARM UPGRADE |  |  | 1
77 ELEKTRONIKA | P007 | S-33ANE8FD | 77EK CONNECTOR RJ45 |  |  | 2
77 ELEKTRONIKA | P007 | S-55SR2501 | 77E TUBING W/ CONNECTOR FOR PERISTALTIC PUMPS ? |  |  | 10
77 ELEKTRONIKA | STAND P5 | S-URS4531002 | 77EK WASH SENSOR |  |  | 1
77 ELEKTRONIKA | STAND P5 | S-URS4315004 | 77E CONTROL CARD |  |  | 0
77 ELEKTRONIKA | STAND P5 | S-URS42234 | 77E URSPROC33 PANEL (MASTER) |  |  | 0
77 ELEKTRONIKA | STAND P5 | URS4414091 | 77EK EXCHANGEABLE PIPETTE |  |  | 2
77 ELEKTRONIKA | STAND P5 | S-UPA2541551 | 77EK PIPETTING TRAY |  |  | 1
77 ELEKTRONIKA | STAND P5 | S-UPA4443251 | 77EK WASHING HOUSE |  |  | 1
77 ELEKTRONIKA | STAND P5 | S-UPA4403291 | 77E PIPETTE |  |  | 2
77 ELEKTRONIKA | STAND P5 | S-55201252 | 77E HAMILTON SYRINGE 2.5ml ? |  |  | 5
77 ELEKTRONIKA | STAND P5 | S-55201102 | 77E HAMILTON SYRINGE 0.25ml ? |  |  | 5
77 ELEKTRONIKA | STAND P6 | 55130970 | 77EK WASTE CONTAINER |  |  | 1
ALIFAX | G005 | SI11020101 | CPS MC MODULE |  |  | #N/D
ALIFAX | G010 | SI105065 | DC PUMP COMPLETE FOR WASHING CEL |  |  | #N/D
ALIFAX | K006 | SI1950212 | SYRINGE SPRING SPACE |  |  | #N/D
ALIFAX | STAND P3 | SI 805.910 | LIGHT CATTERING TEST |  |  | #N/D
BIOMETRIKA | I010 | SSP206 | VALVULAS |  |  | #N/D
BIOMETRIKA | STAND P1 | ASSH19049 | DEIONIZED WATER SENSOR |  |  | #N/D
DL BIOTECH | O009 | 11020200009(01) | TEMPERATURE SENSOR |  |  | #N/D
DL BIOTECH | O010 | 1103010102 | POWER SOCKET |  |  | #N/D
MINDRAY | B003 | 801-3100-00096-00 | SIGNAL PROCESSING BOARD - BC 580 |  |  | #N/D
MINDRAY | B003 | 801-3100-00121-00 | MIXING UNIT OF WBC BATH |  |  | #N/D
MINDRAY | B006 | 801-3100-00014-00 | AIR DRIER |  |  | #N/D
MINDRAY | B009 | 801-3102-0006-200 | WBC BATH ASSEMBLY (WITHOUT RUBY |  |  | #N/D
MINDRAY | B010 | 801-3100-00109-00 | INDICATOR BOARD |  |  | #N/D
MINDRAY | B012 | 801-3100-00005-00 | MAIN BOARD |  |  | #N/D
MINDRAY | B015 | 801-BA30-00071-00 | NO CUVETTE SENSOR OF FEEDER |  |  | #N/D
MINDRAY | B015 | 801-BA30-00074-00 | INSUFFICIENT CUVETTE SENSOR |  |  | #N/D
MINDRAY | B016 | 801-BA20-00030-00 | HALOGEN LAMP (50W) |  |  | #N/D
MINDRAY | B016 | 801-BA34-00032-00 | NO CUVETTE SENSOR EF FEEDER |  |  | #N/D
MINDRAY | C004 | 801-3110-00200-00 | EXPANDED TUBE KIT (FRU) |  |  | #N/D
MINDRAY | C004 | 115-002911-00 | 20ML REAGENT BOTTLE |  |  | #N/D
MINDRAY | C006 | 801-BA80-00222-00 | LAMP (12V,20W) |  |  | #N/D
MINDRAY | C013 | 3100-2049457 | LOCALIZER OF SAMPLE PROBE |  |  | #N/D
MINDRAY | C018 | 801-3110-00003-00 | RBC RATH ASSEMBLY |  |  | #N/D
MINDRAY | C018 | 801-3100-00100-00 | 8mm PINCH VALVE ASSEMBLY |  |  | #N/D
MINDRAY | C021 | 39002185362 | LIQUID LEVEL SENSOR WITH CABLE |  |  | #N/D
MINDRAY | D017 | 801-BA30-00072-00 | CUVETTE PUSHING LIMIT SENSOR |  |  | #N/D
MINDRAY | D019 | 801-BA33-00011-00 | UPPER FINGER ASSEMBLY |  |  | #N/D
MINDRAY | D021 | 801-BA30-00073-00 | CUVETTE TAKING LIMIT SENSOR |  |  | #N/D
MINDRAY | D021 | 801-BA40-00172-00 | THERMAL PROTECTOR (70 GRADOS) |  |  | #N/D
MITSUBISHI | G002 | 512-05-11-M00 | PMT SHUTTER UNIT |  |  | #N/D
MITSUBISHI | G003 | 512SP513500043 | FISICS BOARD (INCLUDED SD CARD) |  |  | #N/D
MITSUBISHI | G004 | 512SP030900 | SAMPLE RECOGNITION SENSOR UNIT |  |  | #N/D
MITSUBISHI | STAND P5 | 51SP-0203-00 | SYRINGE UNIT |  |  | #N/D
RAYTO | F004 | 1-5-081-081-10 | AD SIGNAL CONNECT CABLE |  |  | #N/D
RAYTO | F004 | 1-5-081-080-10 | ANALOG SIGNAL CONNECT CABLE |  |  | #N/D
RAYTO | F010 | 2-045-004-36 | A/D DETECTION BOARD PARA RT 220 |  |  | #N/D
RAYTO | F011 | 2-081-008-15 | AD SAMPLING BOARD |  |  | #N/D
LIFOTRONICS | O003 | 30002000100001 | PRESSURE SENSOR (AFTERPROCESSING |  |  | #N/D
ALIFAX | C010 | SI195021M | LIQUID LEVEL SENSOR FOR STARTER |  |  | #N/D
SNIBE | H017 | 21403000902 | SPRING |  |  | #N/D
77 ELEKTRONIKA | I001 | S-URP4447001 | WASHING HOUSE |  |  | #N/D
77 ELEKTRONIKA | I001 | 56238X03 | CONVEYOR BELT |  |  | #N/D
77 ELEKTRONIKA | I001 | UAZ-4420-1 | ASSEMBLY ADAPTER |  |  | #N/D
77 ELEKTRONIKA | J06 | URS-980105-1 | PERISTALTIC PUMP UNIT |  |  | #N/D
77 ELEKTRONIKA | I003 | S-URS4447013 | WASHING HOUSE |  |  | #N/D
77 ELEKTRONIKA | I004 | S-ATL4570051 | SENSOR CUVETTE DETECTION |  |  | #N/D
77 ELEKTRONIKA | I006 | UA2-4412-1 | ASSEMBLY LCD DISPLAY |  |  | #N/D
77 ELEKTRONIKA | N007 | S-URS4404008 | MICROSCOPE ARM |  |  | #N/D
77 ELEKTRONIKA | N009 | 3ASCR16G | DC MOTOR (FEEDER.SORTE,CONVEYO |  |  | #N/D
77 ELEKTRONIKA | N010 | S-UAZ44232UG | RACK IN/OUT UPGRADE KIT |  |  | #N/D
77 ELEKTRONIKA | N010 | URS-4701-3 | FIBER OPTIC LEAVING RACK SENSO |  |  | #N/D
77 ELEKTRONIKA | N010 | URS-980203-1 | OLD TYPE BARCODE READER CABLE |  |  | #N/D
77 ELEKTRONIKA | O001 | URS-980146-1 | AIR VALVE |  |  | #N/D
77 ELEKTRONIKA | O001 | URS-4610-1 | FIBER OPTIC PROGRAMING CABLE |  |  | #N/D
77 ELEKTRONIKA | O002 | UAZ-980103-1 | FIBER OPTIC SENSOR PANEL |  |  | #N/D
77 ELEKTRONIKA | O002 | URS-4625-2 | INNER CAMERA CABLE |  |  | #N/D
77 ELEKTRONIKA | STAND P5 | UA2-4424-1 | ASEEMBLED WASTE BIN |  |  | #N/D
77 ELEKTRONIKA | STAND P5 | URS4434-3 | POWER SUPPLY |  |  | #N/D
77 ELEKTRONIKA | STAND P5 | S-URS34402201 | EXCHANGEABLE PIPETTE |  |  | #N/D
DIRUI | P006 | 4033 | HALOGEN LAMP ASSEMBLY |  |  | #N/D